## About
BRESaC Percent Energy Savings from Retrofitting by Component
BRESaC Retrofitting Cost per Unit Energy Saved
Source: | Residential Buildings, Single Family
Lawrence Berkeley National Laboratory
2014
A Meta-Analysis of Single-Family Deep Energy Retrofit Performance in the U.S.
https://www.osti.gov/servlets/purl/1129577
Tables 11 and 15
Residential Buildings, Multifamily
Building Energy Exchange
2015
Evaluating New York City’s Multifamily Building Energy Data for Savings Opportunities: Retrofitting Affordability
https://be-exchange.org/wp-content/uploads/2017/11/BEEx_Retrofitting_Affordability_Update_Nov2015-1.pdf
Table 3, Table 13, Figure 6
Commercial Buildings Deep Retrofit Measures
PNNL
2011
Advanced Energy Retrofit Guides OFFICE BUILDINGS
https://www.pnnl.gov/main/publications/external/technical_reports/PNNL-20761.pdf
Table 5.3 and Appendix
Commercial Buildings Statistics
EIA
2015
Commercial Building Energy Consumption Survey 2012
https://www.eia.gov/consumption/commercial/data/2012/index.php?view=characteristics
Tables B5, B10, and C4
US County Climate Zones
PNNL and ORNL
2010
Guide to Determining Climate Regions by County
https://www1.eere.energy.gov/buildings/publications/pdfs/building_america/ba_climateguide_7_1.pdf
Tables B5, B10, and C4

## Residential
Single Family
Source
Average project costs ($) | 40420 | Table 15
Average project costs ($/SF) | 22.11 | Table 15
Average site energy reduction (MMBtu) | 74.5 | Table 11
Average cost per energy reduction ($/btu) | 0.00054255
Average percent reduction in energy use | 47% | Table 11
Multi Family
Removing non-heating/cooling/envelope related retrofit costs and savings
Building Type | Removed Tech | Frequency of Rec | Total Removed Source Savings (GBTU) | Measure cost ($/SF) | Frequency adjusted measure costs ($/SF-rec)
post war gas low | separate dhw from heating | 44% | 1000 | 0.3 | 0.132
post war gas low | install low flow aerators | 29% | 500 | 0.08 | 0.0232
post war gas low | replace boiler | 4% | 240 | 0.71 | 0.0284
post war oil | seprrate dhw from heating | 24% | 570 | 0.6 | 0.144
post war gas mid | separate dhw from heating | 17% | 190 | 0.6 | 0.102
post war gas mid | upgrade boiler | 12% | 180 | 1.28 | 0.1536
pre war gas low | separate dhw from heating | 33% | 340 | 0.48 | 0.1584
pre war gas low | install low flow showerheads | 6% | 210 | 0.04 | 0.0024
pre war gas low | installe low flow aerators | 27% | 190 | 0.06 | 0.0162
pre war oil mid | separate dhw from heating | 38% | 260 | 0.55 | 0.209
pre war oil mid | #2 oil to natural gas | 8% | 200 | 2.19 | 0.1752
pre war oil mid | #6 oil or #4 oil to natural gas | 36% | 110 | 2.05 | 0.738
pre war oil mid | install low flow aerators | 32% | 110 | 0.07 | 0.0224
post war gas high | separate dhw from heating | 26% | 350 | 0.29 | 0.0754
post war gas high | install low flow aerators | 19% | 140 | 0.07 | 0.0133
pre war oil low | separate dhw from heating | 28% | 250 | 0.62 | 0.1736
pre war oil low | install low flow aerators | 28% | 120 | 0.06 | 0.0168
all electric | upgrade to led | 64% | 260 | 0.32 | 0.2048
all electric | install low flow aerators | 45% | 130 | 0.22 | 0.099
all electric | upgrade dhw boiler | 36% | 80 | 0.06 | 0.0216
all district steam | Replace with LED | 20% | 210 | 0.01 | 0.002
pre war gas mid | separate dhw from heating | 19% | 60 | 0.6 | 0.114
pre war gas mid | install low flow aerators | 29% | 40 | 0.05 | 0.0145
Adjusted Savings by Building Type after Removing Uncovered Costs
| Area (million SF) | Total Source Savings (TBTU) | Retrofit cost (millions) | Adjusted Source Savings (TBTU) | Adjusted Costs ($) | Cost per BTU Saved | Source Energy Use | Percent Reduction
post war gas low | 270 | 4.9 | 230 | 3.16 | 180428000 | 5.7097e-05 | 31 | 10.19%
post war oil | 200 | 3.7 | 430 | 3.13 | 401200000 | 0.00012818 | 26 | 12.04%
post war gas mid | 220 | 2.7 | 220 | 2.33 | 163768000 | 7.0287e-05 | 26 | 8.962%
pre war gas low | 160 | 2.3 | 180 | 1.56 | 151680000 | 9.7231e-05 | 17 | 9.176%
pre war oil mid | 110 | 1.7 | 240 | 1.02 | 114094000 | 0.00011186 | 12 | 8.5%
post war gas high | 220 | 1.7 | 40 | 1.21 | 20486000 | 1.6931e-05 | 35 | 3.457%
pre war oil low | 110 | 1.7 | 280 | 1.33 | 259056000 | 0.00019478 | 13 | 10.23%
all electric | 80 | 1.2 | 500 | 0.73 | 473968000 | 0.00064927 | 8 | 9.125%
all district steam | 100 | 0.7 | 50 | 0.49 | 49800000 | 0.00010163 | 15 | 3.267%
pre war gas mid | 60 | 0.3 | 10 | 0.2 | 2290000 | 1.145e-05 | 6 | 3.333%
Floor area weighted cost per unit saved ($) |  | 0.00011263
Floor area weighted average percent reduction in energy consumption |  | 8.286%
Average Costs ($/BTU saved) | 0.00042468
Average reduction in building energy use (%) | 36.39%
Share of residential bldg energy use for space heating and cooling (ignoring non-appliance plug loads and "other") | 69.66%
Perc reduction heating and cooling energy use | 52.24%

## Commercial
Climate | Measure | Savings as % of Total Site Energy | Remaining Site Energy Use | Cost | Include? |  | Floorspace allocation | Average Energy Consumption per Building (MMBtu) | Total Reductions | Average Building Sqaure Footage | Total Cost | Cost per BTU Saved
Hot & Humid | E7 Add AEDG roof insulation | 0.1% | 99.9% | 312358 | 0 | Cold | 41.67% | 1352 | 23.8% | 15762.8458 | 1238255 | 0.0038482
Hot & Dry | E7 Add AEDG roof insulation | 0.9% | 99.1% | 376577 | 1 | Hot & Dry | 6.729% | 960 | 38.2% | 15762.8458 | 1353942 | 0.003692
Marine | E7 Add AEDG roof insulation | 1.3% | 98.7% | 390000 | 1 | Hot & Humid | 42.56% | 1185 | 35.2% | 15762.8458 | 857498 | 0.0020558
Cold | E7 Add AEDG roof insulation | 1.6% | 98.4% | 369120 | 1 | Marine | 4.683% | 1337 | 25.7% | 15762.8458 | 827853 | 0.0024093
Very Cold | E7 Add AEDG roof insulation | 2.2% | 97.8% | 412876 | 1 | Very Cold | 4.36% | 1352 | 22.4% | 15762.8458 | 1225959 | 0.0040481
Hot & Humid | HA13 Widen Zone Temperature Deadband, Add Conference Room Standby Control (Upgrade To DDC Zone Control) | 9.3% | 90.7% | 213808 | 1
Hot & Dry | HA13 Widen Zone Temperature Deadband, Add Conference Room Standby Control (Upgrade To DDC Zone Control) | 10.3% | 89.7% | 215730 | 1 |  |  | Cost per BTU Saved | 0.0030162
Marine | HA13 Widen Zone Temperature Deadband, Add Conference Room Standby Control (Upgrade To DDC Zone Control) | 10.6% | 89.4% | 223420 | 1 |  |  | Average reduction in building energy use (%) | 29.65%
Cold | HA13 Widen Zone Temperature Deadband, Add Conference Room Standby Control (Upgrade To DDC Zone Control) | 9.1% | 90.9% | 211458 | 1 |  |  | Share of commercial bldg energy use for space heating and cooling (ignoring non-appliance plug loads and "other") | 60.14%
Very Cold | HA13 Widen Zone Temperature Deadband, Add Conference Room Standby Control (Upgrade To DDC Zone Control) | 7.9% | 92.1% | 210604 | 1 |  |  | Perc reduction heating and cooling energy use | 49.3%
Hot & Humid | HA14 Lower VAV Box Minimum Flow Setpoints, Reset Duct Static Pressure (Upgrade to DDC Zone Control) | 11.7% | 88.3% | 226887 | 1
Hot & Dry | HA14 Lower VAV Box Minimum Flow Setpoints, Reset Duct Static Pressure (Upgrade to DDC Zone Control) | 13.1% | 86.9% | 228917 | 1
Marine | HA14 Lower VAV Box Minimum Flow Setpoints, Reset Duct Static Pressure (Upgrade to DDC Zone Control) | 11.9% | 88.1% | 237086 | 1
Cold | HA14 Lower VAV Box Minimum Flow Setpoints, Reset Duct Static Pressure (Upgrade to DDC Zone Control) | 10% | 90% | 224393 | 1
Very Cold | HA14 Lower VAV Box Minimum Flow Setpoints, Reset Duct Static Pressure (Upgrade to DDC Zone Control) | 8.5% | 91.5% | 223487 | 1
Hot & Humid | HA15 Add Demand Controlled Ventilation | 0.6% | 99.4% | 233036 | 1
Hot & Dry | HA15 Add Demand Controlled Ventilation | 0.6% | 99.4% | 300659 | 1
Marine | HA15 Add Demand Controlled Ventilation | 0% | 100% | 285784 | 1
Cold | HA15 Add Demand Controlled Ventilation | 0.2% | 99.8% | 345387 | 1
Very Cold | HA15 Add Demand Controlled Ventilation | 0.7% | 99.3% | 300332 | 1
Hot & Humid | HA16 Replace Supply Fan Motor and VFD | 2.7% | 97.3% | 42490 | 1
Hot & Dry | HA16 Replace Supply Fan Motor and VFD | 3.4% | 96.6% | 45189 | 1
Marine | HA16 Replace Supply Fan Motor and VFD | 2.9% | 97.1% | 37368 | 1
Cold | HA16 Replace Supply Fan Motor and VFD | 2.6% | 97.4% | 30665 | 1
Very Cold | HA16 Replace Supply Fan Motor and VFD | 2.7% | 97.3% | 30541 | 1
Hot & Humid | HW7 Shut Down Heating Plant When There's No Heating Load | 7.1% | 92.9% | 1837 | 1
Hot & Dry | HW7 Shut Down Heating Plant When There's No Heating Load | 4.2% | 95.8% | 1854 | 1
Marine | HW7 Shut Down Heating Plant When There's No Heating Load | 0.2% | 99.8% | 1920 | 0
Cold | HW7 Shut Down Heating Plant When There's No Heating Load | 1.1% | 98.9% | 1817 | 0
Very Cold | HW7 Shut Down Heating Plant When There's No Heating Load | 0.1% | 99.9% | 1810 | 0
Hot & Humid | HW8 Increase Efficiency of Condenser Water System | 0.9% | 99.1% | 37153 | 0
Hot & Dry | HW8 Increase Efficiency of Condenser Water System | 1.9% | 98.1% | 15190 | 1
Marine | HW8 Increase Efficiency of Condenser Water System | 0.5% | 99.5% | 42298 | 0
Cold | HW8 Increase Efficiency of Condenser Water System | 0.5% | 99.5% | 46189 | 0
Very Cold | HW8 Increase Efficiency of Condenser Water System | 0.3% | 99.7% | 42414 | 0
Hot & Humid | HW9 Increase Efficiency of Condenser Water Pumping System | 0.8% | 99.2% | 24866 | 1
Hot & Dry | HW9 Increase Efficiency of Condenser Water Pumping System | 0.9% | 99.1% | 29300 | 1
Marine | HW9 Increase Efficiency of Condenser Water Pumping System | 0.3% | 99.7% | 28326 | 0
Cold | HW9 Increase Efficiency of Condenser Water Pumping System | 0.3% | 99.7% | 30960 | 0
Very Cold | HW9 Increase Efficiency of Condenser Water Pumping System | 0.2% | 99.8% | 28416 | 0
Hot & Humid | HW10 Change Cooling Plant Pumping System to Variable Primary | 1.3% | 98.7% | 64649 | 1
Hot & Dry | HW10 Change Cooling Plant Pumping System to Variable Primary | 1.4% | 98.6% | 85146 | 1
Marine | HW10 Change Cooling Plant Pumping System to Variable Primary | 0.4% | 99.6% | 74909 | 0
Cold | HW10 Change Cooling Plant Pumping System to Variable Primary | 0.5% | 99.5% | 83928 | 0
Very Cold | HW10 Change Cooling Plant Pumping System to Variable Primary | 0.3% | 99.7% | 75994 | 0
Hot & Humid | HW12 Add a VFD to One Chiller | 1.7% | 98.3% | 49925 | 1
Hot & Dry | HW12 Add a VFD to One Chiller | 1.5% | 98.5% | 55380 | 1
Marine | HW12 Add a VFD to One Chiller | 0.4% | 99.6% | 55399 | 0
Cold | HW12 Add a VFD to One Chiller | 0.6% | 99.4% | 58155 | 0
Very Cold | HW12 Add a VFD to One Chiller | 0.3% | 99.7% | 54585 | 0
Hot & Humid | HW15 Replace Boiler Burners with Modulating Burners | 0.2% | 99.8% | 33440 | 0
Hot & Dry | HW15 Replace Boiler Burners with Modulating Burners | 0.3% | 99.7% | 46801 | 0
Marine | HW15 Replace Boiler Burners with Modulating Burners | 0.3% | 99.7% | 44195 | 1
Cold | HW15 Replace Boiler Burners with Modulating Burners | 0.3% | 99.7% | 57232 | 1
Very Cold | HW15 Replace Boiler Burners with Modulating Burners | 0.4% | 99.6% | 48119 | 1

## County Climates
State Abbrev | State | County | Climate | Division | Total Floor Space (million) | Count of County | Column Labels
AL | Alabama | Autauga | Hot-Humid | East South Central Division | 4904 | Row Labels | Cold | Hot-Dry | Hot-Humid | Marine | Mixed-Dry | Mixed-Humid | Subarctic | Very Cold | Total Floor Area
AL | Alabama | Baldwin | Hot-Humid | East South Central Division | 4904 | East North Central Division | 76.66% | 0% | 0% | 0% | 0% | 17.62% | 0% | 5.721% | 12742
AL | Alabama | Barbour | Hot-Humid | East South Central Division | 4904 | East South Central Division | 0% | 0% | 15.11% | 0% | 0% | 84.89% | 0% | 0% | 4904
AL | Alabama | Bibb | Mixed-Humid | East South Central Division | 4904 | Middle Atlantic Division | 82% | 0% | 0% | 0% | 0% | 18% | 0% | 0% | 11232
AL | Alabama | Blount | Mixed-Humid | East South Central Division | 4904 | Mountain Division | 81.49% | 6.762% | 0% | 0% | 6.05% | 0% | 0% | 5.694% | 4981
AL | Alabama | Bullock | Hot-Humid | East South Central Division | 4904 | New England Division | 98.51% | 0% | 0% | 0% | 0% | 0% | 0% | 1.493% | 4302
AL | Alabama | Butler | Hot-Humid | East South Central Division | 4904 | Pacific Division | 29.88% | 15.85% | 3.049% | 30.49% | 4.878% | 0% | 5.488% | 10.37% | 13379
AL | Alabama | Calhoun | Mixed-Humid | East South Central Division | 4904 | South Atlantic Division | 5.942% | 0% | 27.5% | 0% | 0% | 66.55% | 0% | 0% | 17981
AL | Alabama | Chambers | Mixed-Humid | East South Central Division | 4904 | West North Central Division | 63.92% | 0% | 0% | 0% | 0% | 26.38% | 0% | 9.709% | 6178
AL | Alabama | Cherokee | Mixed-Humid | East South Central Division | 4904 | West South Central Division | 0% | 14.89% | 44.47% | 0% | 6.596% | 34.04% | 0% | 0% | 11394
AL | Alabama | Chilton | Mixed-Humid | East South Central Division | 4904
AL | Alabama | Choctaw | Hot-Humid | East South Central Division | 4904
AL | Alabama | Clarke | Hot-Humid | East South Central Division | 4904 | Region | Total Floor Area
AL | Alabama | Clay | Mixed-Humid | East South Central Division | 4904 |  | Cold | Hot-Dry | Hot-Humid | Marine | Mixed-Dry | Mixed-Humid | Subarctic | Very Cold
AL | Alabama | Cleburne | Mixed-Humid | East South Central Division | 4904 | East North Central Division | 9767894736.8421 | 0 | 0 | 0 | 0 | 2245157894.7368 | 0 | 728947368.4211
AL | Alabama | Coffee | Hot-Humid | East South Central Division | 4904 | East South Central Division | 0 | 0 | 740989010.989 | 0 | 0 | 4163010989.011 | 0 | 0
AL | Alabama | Colbert | Mixed-Humid | East South Central Division | 4904 | Middle Atlantic Division | 9210240000 | 0 | 0 | 0 | 0 | 2021760000 | 0 | 0
AL | Alabama | Conecuh | Hot-Humid | East South Central Division | 4904 | Mountain Division | 4059249110.3203 | 336793594.306 | 0 | 0 | 301341637.0107 | 0 | 0 | 283615658.363
AL | Alabama | Coosa | Mixed-Humid | East South Central Division | 4904 | New England Division | 4237791044.7761 | 0 | 0 | 0 | 0 | 0 | 0 | 64208955.2239
AL | Alabama | Covington | Hot-Humid | East South Central Division | 4904 | Pacific Division | 3997384146.3415 | 2121060975.6098 | 407896341.4634 | 4078963414.6341 | 652634146.3415 | 0 | 734213414.6341 | 1386847560.9756
AL | Alabama | Crenshaw | Hot-Humid | East South Central Division | 4904 | South Atlantic Division | 1068480475.382 | 0 | 4945538200.3396 | 0 | 0 | 11966981324.2784 | 0 | 0
AL | Alabama | Cullman | Mixed-Humid | East South Central Division | 4904 | West North Central Division | 3948721682.8479 | 0 | 0 | 0 | 0 | 1629472491.9094 | 0 | 599805825.2427
AL | Alabama | Dale | Hot-Humid | East South Central Division | 4904 | West South Central Division | 0 | 1696978723.4043 | 5066693617.0213 | 0 | 751519148.9362 | 3878808510.6383 | 0 | 0
AL | Alabama | Dallas | Hot-Humid | East South Central Division | 4904 | Total | 36289761196.5099 | 4154833293.3201 | 11161117169.8133 | 4078963414.6341 | 1705494932.2883 | 25905191210.574 | 734213414.6341 | 3063425368.2263
AL | Alabama | DeKalb | Mixed-Humid | East South Central Division | 4904
AL | Alabama | Elmore | Hot-Humid | East South Central Division | 4904 |  | Share of Floorspace
AL | Alabama | Escambia | Hot-Humid | East South Central Division | 4904 | Cold | 41.67%
AL | Alabama | Etowah | Mixed-Humid | East South Central Division | 4904 | Hot-Dry | 4.771%
AL | Alabama | Fayette | Mixed-Humid | East South Central Division | 4904 | Hot-Humid | 12.82%
AL | Alabama | Franklin | Mixed-Humid | East South Central Division | 4904 | Marine | 4.683%
AL | Alabama | Geneva | Hot-Humid | East South Central Division | 4904 | Mixed-Dry | 1.958%
AL | Alabama | Greene | Mixed-Humid | East South Central Division | 4904 | Mixed-Humid | 29.74%
AL | Alabama | Hale | Mixed-Humid | East South Central Division | 4904 | Subarctic | 0.843%
AL | Alabama | Henry | Hot-Humid | East South Central Division | 4904 | Very Cold | 3.517%
AL | Alabama | Houston | Hot-Humid | East South Central Division | 4904
AL | Alabama | Jackson | Mixed-Humid | East South Central Division | 4904
AL | Alabama | Jefferson | Mixed-Humid | East South Central Division | 4904
AL | Alabama | Lamar | Mixed-Humid | East South Central Division | 4904
AL | Alabama | Lauderdale | Mixed-Humid | East South Central Division | 4904
AL | Alabama | Lawrence | Mixed-Humid | East South Central Division | 4904
AL | Alabama | Lee | Mixed-Humid | East South Central Division | 4904
AL | Alabama | Limestone | Mixed-Humid | East South Central Division | 4904
AL | Alabama | Lowndes | Hot-Humid | East South Central Division | 4904
AL | Alabama | Macon | Hot-Humid | East South Central Division | 4904
AL | Alabama | Madison | Mixed-Humid | East South Central Division | 4904
AL | Alabama | Marengo | Hot-Humid | East South Central Division | 4904
AL | Alabama | Marion | Mixed-Humid | East South Central Division | 4904
AL | Alabama | Marshall | Mixed-Humid | East South Central Division | 4904
AL | Alabama | Mobile | Hot-Humid | East South Central Division | 4904
AL | Alabama | Monroe | Hot-Humid | East South Central Division | 4904
AL | Alabama | Montgomery | Hot-Humid | East South Central Division | 4904
AL | Alabama | Morgan | Mixed-Humid | East South Central Division | 4904
AL | Alabama | Perry | Hot-Humid | East South Central Division | 4904
AL | Alabama | Pickens | Mixed-Humid | East South Central Division | 4904
AL | Alabama | Pike | Hot-Humid | East South Central Division | 4904
AL | Alabama | Randolph | Mixed-Humid | East South Central Division | 4904
AL | Alabama | Russell | Hot-Humid | East South Central Division | 4904
AL | Alabama | Shelby | Mixed-Humid | East South Central Division | 4904
AL | Alabama | St. Clair | Mixed-Humid | East South Central Division | 4904
AL | Alabama | Sumter | Mixed-Humid | East South Central Division | 4904
AL | Alabama | Talladega | Mixed-Humid | East South Central Division | 4904
AL | Alabama | Tallapoosa | Mixed-Humid | East South Central Division | 4904
AL | Alabama | Tuscaloosa | Mixed-Humid | East South Central Division | 4904
AL | Alabama | Walker | Mixed-Humid | East South Central Division | 4904
AL | Alabama | Washington | Hot-Humid | East South Central Division | 4904
AR | Arkansas | Desha | Mixed-Humid | West South Central Division | 11394
AR | Arkansas | Drew | Mixed-Humid | West South Central Division | 11394
AR | Arkansas | Faulkner | Mixed-Humid | West South Central Division | 11394
AR | Arkansas | Franklin | Mixed-Humid | West South Central Division | 11394
AR | Arkansas | Fulton | Mixed-Humid | West South Central Division | 11394
AR | Arkansas | Garland | Mixed-Humid | West South Central Division | 11394
AR | Arkansas | Grant | Mixed-Humid | West South Central Division | 11394
AR | Arkansas | Greene | Mixed-Humid | West South Central Division | 11394
AR | Arkansas | Hempstead | Mixed-Humid | West South Central Division | 11394
AR | Arkansas | Hot Spring | Mixed-Humid | West South Central Division | 11394
AR | Arkansas | Howard | Mixed-Humid | West South Central Division | 11394
AR | Arkansas | Independence | Mixed-Humid | West South Central Division | 11394
AR | Arkansas | Izard | Mixed-Humid | West South Central Division | 11394
AR | Arkansas | Jackson | Mixed-Humid | West South Central Division | 11394
AR | Arkansas | Jefferson | Mixed-Humid | West South Central Division | 11394
AR | Arkansas | Johnson | Mixed-Humid | West South Central Division | 11394
AR | Arkansas | Lafayette | Hot-Humid | West South Central Division | 11394
AR | Arkansas | Lawrence | Mixed-Humid | West South Central Division | 11394
AR | Arkansas | Lee | Mixed-Humid | West South Central Division | 11394
AR | Arkansas | Lincoln | Mixed-Humid | West South Central Division | 11394
AR | Arkansas | Little River | Hot-Humid | West South Central Division | 11394
AR | Arkansas | Logan | Mixed-Humid | West South Central Division | 11394
AR | Arkansas | Lonoke | Mixed-Humid | West South Central Division | 11394
AR | Arkansas | Madison | Mixed-Humid | West South Central Division | 11394
AR | Arkansas | Marion | Mixed-Humid | West South Central Division | 11394
AR | Arkansas | Miller | Hot-Humid | West South Central Division | 11394
AR | Arkansas | Mississippi | Mixed-Humid | West South Central Division | 11394
AR | Arkansas | Monroe | Mixed-Humid | West South Central Division | 11394
AR | Arkansas | Montgomery | Mixed-Humid | West South Central Division | 11394
AR | Arkansas | Nevada | Mixed-Humid | West South Central Division | 11394
AR | Arkansas | Newton | Mixed-Humid | West South Central Division | 11394
AR | Arkansas | Ouachita | Mixed-Humid | West South Central Division | 11394
AR | Arkansas | Perry | Mixed-Humid | West South Central Division | 11394
AR | Arkansas | Phillips | Mixed-Humid | West South Central Division | 11394
AR | Arkansas | Pike | Mixed-Humid | West South Central Division | 11394
AR | Arkansas | Poinsett | Mixed-Humid | West South Central Division | 11394
AR | Arkansas | Polk | Mixed-Humid | West South Central Division | 11394
AR | Arkansas | Pope | Mixed-Humid | West South Central Division | 11394
AR | Arkansas | Prairie | Mixed-Humid | West South Central Division | 11394
AR | Arkansas | Pulaski | Mixed-Humid | West South Central Division | 11394
AR | Arkansas | Randolph | Mixed-Humid | West South Central Division | 11394
AR | Arkansas | Saline | Mixed-Humid | West South Central Division | 11394
AR | Arkansas | Scott | Mixed-Humid | West South Central Division | 11394
AR | Arkansas | Searcy | Mixed-Humid | West South Central Division | 11394
AR | Arkansas | Sebastian | Mixed-Humid | West South Central Division | 11394
AR | Arkansas | Sevier | Mixed-Humid | West South Central Division | 11394
AR | Arkansas | Sharp | Mixed-Humid | West South Central Division | 11394
AR | Arkansas | St. Francis | Mixed-Humid | West South Central Division | 11394
AR | Arkansas | Stone | Mixed-Humid | West South Central Division | 11394
AR | Arkansas | Union | Hot-Humid | West South Central Division | 11394
AR | Arkansas | Van Buren | Mixed-Humid | West South Central Division | 11394
AR | Arkansas | Washington | Mixed-Humid | West South Central Division | 11394
AR | Arkansas | White | Mixed-Humid | West South Central Division | 11394
AR | Arkansas | Woodruff | Mixed-Humid | West South Central Division | 11394
AR | Arkansas | Yell | Mixed-Humid | West South Central Division | 11394
CA | California | Alameda | Marine | Pacific Division | 13379
CA | California | Alpine | Cold | Pacific Division | 13379
CA | California | Amador | Mixed-Dry | Pacific Division | 13379
CA | California | Butte | Hot-Dry | Pacific Division | 13379
CA | California | Calaveras | Mixed-Dry | Pacific Division | 13379
CA | California | Colusa | Hot-Dry | Pacific Division | 13379
CA | California | Contra Costa | Hot-Dry | Pacific Division | 13379
CA | California | Del Norte | Marine | Pacific Division | 13379
CA | California | El Dorado | Mixed-Dry | Pacific Division | 13379
CA | California | Fresno | Hot-Dry | Pacific Division | 13379
CO | Colorado | Dolores | Cold | Mountain Division | 4981
CO | Colorado | Douglas | Cold | Mountain Division | 4981
CO | Colorado | Eagle | Cold | Mountain Division | 4981
CO | Colorado | El Paso | Cold | Mountain Division | 4981
CO | Colorado | Elbert | Cold | Mountain Division | 4981
CO | Colorado | Fremont | Cold | Mountain Division | 4981
CO | Colorado | Garfield | Cold | Mountain Division | 4981
CO | Colorado | Gilpin | Cold | Mountain Division | 4981
CO | Colorado | Grand | Very Cold | Mountain Division | 4981
CO | Colorado | Gunnison | Very Cold | Mountain Division | 4981
CO | Colorado | Hinsdale | Very Cold | Mountain Division | 4981
CO | Colorado | Huerfano | Cold | Mountain Division | 4981
CO | Colorado | Jackson | Very Cold | Mountain Division | 4981
CO | Colorado | Jefferson | Cold | Mountain Division | 4981
CO | Colorado | Kiowa | Cold | Mountain Division | 4981
CO | Colorado | Kit Carson | Cold | Mountain Division | 4981
CO | Colorado | La Plata | Cold | Mountain Division | 4981
CO | Colorado | Lake | Very Cold | Mountain Division | 4981
CO | Colorado | Larimer | Cold | Mountain Division | 4981
CO | Colorado | Las Animas | Mixed-Dry | Mountain Division | 4981
CO | Colorado | Lincoln | Cold | Mountain Division | 4981
CO | Colorado | Logan | Cold | Mountain Division | 4981
CO | Colorado | Mesa | Cold | Mountain Division | 4981
CO | Colorado | Mineral | Very Cold | Mountain Division | 4981
CO | Colorado | Moffat | Cold | Mountain Division | 4981
CO | Colorado | Montezuma | Cold | Mountain Division | 4981
CO | Colorado | Montrose | Cold | Mountain Division | 4981
CO | Colorado | Morgan | Cold | Mountain Division | 4981
CO | Colorado | Otero | Mixed-Dry | Mountain Division | 4981
CO | Colorado | Ouray | Cold | Mountain Division | 4981
CO | Colorado | Park | Very Cold | Mountain Division | 4981
CO | Colorado | Phillips | Cold | Mountain Division | 4981
CO | Colorado | Pitkin | Very Cold | Mountain Division | 4981
CO | Colorado | Prowers | Cold | Mountain Division | 4981
CO | Colorado | Pueblo | Cold | Mountain Division | 4981
CO | Colorado | Rio Blanco | Cold | Mountain Division | 4981
CO | Colorado | Rio Grande | Very Cold | Mountain Division | 4981
CO | Colorado | Routt | Very Cold | Mountain Division | 4981
CO | Colorado | Saguache | Cold | Mountain Division | 4981
CO | Colorado | San Juan | Very Cold | Mountain Division | 4981
CO | Colorado | San Miguel | Cold | Mountain Division | 4981
CO | Colorado | Sedgwick | Cold | Mountain Division | 4981
CO | Colorado | Summit | Very Cold | Mountain Division | 4981
CO | Colorado | Teller | Cold | Mountain Division | 4981
CO | Colorado | Washington | Cold | Mountain Division | 4981
CO | Colorado | Weld | Cold | Mountain Division | 4981
CO | Colorado | Yuma | Cold | Mountain Division | 4981
CT | Connecticut | Fairfield | Cold | New England Division | 4302
CT | Connecticut | Hartford | Cold | New England Division | 4302
CT | Connecticut | Litchfield | Cold | New England Division | 4302
CT | Connecticut | Middlesex | Cold | New England Division | 4302
CT | Connecticut | New Haven | Cold | New England Division | 4302
CT | Connecticut | New London | Cold | New England Division | 4302
CT | Connecticut | Tolland | Cold | New England Division | 4302
CT | Connecticut | Windham | Cold | New England Division | 4302
DE | Delaware | Kent | Mixed-Humid | South Atlantic Division | 17981
DE | Delaware | New Castle | Mixed-Humid | South Atlantic Division | 17981
DE | Delaware | Sussex | Mixed-Humid | South Atlantic Division | 17981
FL | Florida | Alachua | Hot-Humid | South Atlantic Division | 17981
FL | Florida | Baker | Hot-Humid | South Atlantic Division | 17981
FL | Florida | Bay | Hot-Humid | South Atlantic Division | 17981
FL | Florida | Bradford | Hot-Humid | South Atlantic Division | 17981
FL | Florida | Brevard | Hot-Humid | South Atlantic Division | 17981
GA | Georgia | Baker | Hot-Humid | South Atlantic Division | 17981
GA | Georgia | Baldwin | Mixed-Humid | South Atlantic Division | 17981
GA | Georgia | Banks | Mixed-Humid | South Atlantic Division | 17981
GA | Georgia | Barrow | Mixed-Humid | South Atlantic Division | 17981
GA | Georgia | Bartow | Mixed-Humid | South Atlantic Division | 17981
GA | Georgia | Ben Hill | Hot-Humid | South Atlantic Division | 17981
GA | Georgia | Berrien | Hot-Humid | South Atlantic Division | 17981
GA | Georgia | Bibb | Mixed-Humid | South Atlantic Division | 17981
GA | Georgia | Bleckley | Hot-Humid | South Atlantic Division | 17981
GA | Georgia | Brantley | Hot-Humid | South Atlantic Division | 17981
GA | Georgia | Brooks | Hot-Humid | South Atlantic Division | 17981
GA | Georgia | Bryan | Hot-Humid | South Atlantic Division | 17981
GA | Georgia | Bulloch | Hot-Humid | South Atlantic Division | 17981
GA | Georgia | Burke | Mixed-Humid | South Atlantic Division | 17981
GA | Georgia | Butts | Mixed-Humid | South Atlantic Division | 17981
GA | Georgia | Calhoun | Hot-Humid | South Atlantic Division | 17981
GA | Georgia | Camden | Hot-Humid | South Atlantic Division | 17981
GA | Georgia | Candler | Hot-Humid | South Atlantic Division | 17981
GA | Georgia | Carroll | Mixed-Humid | South Atlantic Division | 17981
GA | Georgia | Catoosa | Mixed-Humid | South Atlantic Division | 17981
GA | Georgia | Charlton | Hot-Humid | South Atlantic Division | 17981
GA | Georgia | Chatham | Hot-Humid | South Atlantic Division | 17981
GA | Georgia | Chattahoochee | Hot-Humid | South Atlantic Division | 17981
GA | Georgia | Chattooga | Mixed-Humid | South Atlantic Division | 17981
GA | Georgia | Cherokee | Mixed-Humid | South Atlantic Division | 17981
GA | Georgia | Clarke | Mixed-Humid | South Atlantic Division | 17981
GA | Georgia | Clay | Hot-Humid | South Atlantic Division | 17981
GA | Georgia | Clayton | Mixed-Humid | South Atlantic Division | 17981
GA | Georgia | Clinch | Hot-Humid | South Atlantic Division | 17981
GA | Georgia | Cobb | Mixed-Humid | South Atlantic Division | 17981
GA | Georgia | Coffee | Hot-Humid | South Atlantic Division | 17981
GA | Georgia | Colquitt | Hot-Humid | South Atlantic Division | 17981
GA | Georgia | Columbia | Mixed-Humid | South Atlantic Division | 17981
GA | Georgia | Cook | Hot-Humid | South Atlantic Division | 17981
GA | Georgia | Coweta | Mixed-Humid | South Atlantic Division | 17981
GA | Georgia | Crawford | Mixed-Humid | South Atlantic Division | 17981
GA | Georgia | Crisp | Hot-Humid | South Atlantic Division | 17981
GA | Georgia | Dade | Mixed-Humid | South Atlantic Division | 17981
GA | Georgia | Dawson | Mixed-Humid | South Atlantic Division | 17981
GA | Georgia | Decatur | Hot-Humid | South Atlantic Division | 17981
GA | Georgia | DeKalb | Mixed-Humid | South Atlantic Division | 17981
GA | Georgia | Dodge | Hot-Humid | South Atlantic Division | 17981
GA | Georgia | Dooly | Hot-Humid | South Atlantic Division | 17981
GA | Georgia | Dougherty | Hot-Humid | South Atlantic Division | 17981
GA | Georgia | Douglas | Mixed-Humid | South Atlantic Division | 17981
GA | Georgia | Early | Hot-Humid | South Atlantic Division | 17981
GA | Georgia | Echols | Hot-Humid | South Atlantic Division | 17981
GA | Georgia | Effingham | Hot-Humid | South Atlantic Division | 17981
GA | Georgia | Elbert | Mixed-Humid | South Atlantic Division | 17981
GA | Georgia | Emanuel | Hot-Humid | South Atlantic Division | 17981
GA | Georgia | Evans | Hot-Humid | South Atlantic Division | 17981
GA | Georgia | Fannin | Mixed-Humid | South Atlantic Division | 17981
GA | Georgia | Fayette | Mixed-Humid | South Atlantic Division | 17981
GA | Georgia | Floyd | Mixed-Humid | South Atlantic Division | 17981
GA | Georgia | Forsyth | Mixed-Humid | South Atlantic Division | 17981
GA | Georgia | Franklin | Mixed-Humid | South Atlantic Division | 17981
GA | Georgia | Fulton | Mixed-Humid | South Atlantic Division | 17981
GA | Georgia | Gilmer | Mixed-Humid | South Atlantic Division | 17981
GA | Georgia | Glascock | Mixed-Humid | South Atlantic Division | 17981
GA | Georgia | Glynn | Hot-Humid | South Atlantic Division | 17981
GA | Georgia | Gordon | Mixed-Humid | South Atlantic Division | 17981
GA | Georgia | Grady | Hot-Humid | South Atlantic Division | 17981
GA | Georgia | Greene | Mixed-Humid | South Atlantic Division | 17981
GA | Georgia | Gwinnett | Mixed-Humid | South Atlantic Division | 17981
GA | Georgia | Habersham | Mixed-Humid | South Atlantic Division | 17981
GA | Georgia | Telfair | Hot-humid | South Atlantic Division | 17981
GA | Georgia | Terrell | Hot-humid | South Atlantic Division | 17981
GA | Georgia | Thomas | Hot-Humid | South Atlantic Division | 17981
GA | Georgia | Tift | Hot-humid | South Atlantic Division | 17981
GA | Georgia | Toombs | Hot-Humid | South Atlantic Division | 17981
GA | Georgia | Towns | Mixed-Humid | South Atlantic Division | 17981
GA | Georgia | Treutlen | Hot-humid | South Atlantic Division | 17981
GA | Georgia | Troup | Mixed-Humid | South Atlantic Division | 17981
GA | Georgia | Turner | Hot-humid | South Atlantic Division | 17981
GA | Georgia | Twiggs | Hot-humid | South Atlantic Division | 17981
GA | Georgia | Union | Mixed-Humid | South Atlantic Division | 17981
GA | Georgia | Upson | Mixed-Humid | South Atlantic Division | 17981
GA | Georgia | Walker | Mixed-Humid | South Atlantic Division | 17981
GA | Georgia | Walton | Mixed-Humid | South Atlantic Division | 17981
GA | Georgia | Ware | Hot-Humid | South Atlantic Division | 17981
GA | Georgia | Warren | Mixed-Humid | South Atlantic Division | 17981
GA | Georgia | Washington | Mixed-Humid | South Atlantic Division | 17981
GA | Georgia | Wayne | Hot-Humid | South Atlantic Division | 17981
GA | Georgia | Webster | Hot-humid | South Atlantic Division | 17981
GA | Georgia | Wheeler | Hot-humid | South Atlantic Division | 17981
GA | Georgia | White | Mixed-Humid | South Atlantic Division | 17981
GA | Georgia | Whitfield | Mixed-Humid | South Atlantic Division | 17981
GA | Georgia | Wilcox | Hot-humid | South Atlantic Division | 17981
GA | Georgia | Wilkes | Mixed-Humid | South Atlantic Division | 17981
GA | Georgia | Wilkinson | Mixed-Humid | South Atlantic Division | 17981
GA | Georgia | Worth | Hot-humid | South Atlantic Division | 17981
HI | Hawaii | Hawaii | Hot-Humid | Pacific Division | 13379
HI | Hawaii | Honolulu | Hot-Humid | Pacific Division | 13379
HI | Hawaii | Kalawao | Hot-Humid | Pacific Division | 13379
HI | Hawaii | Kauai | Hot-Humid | Pacific Division | 13379
HI | Hawaii | Maui | Hot-Humid | Pacific Division | 13379
ID | Idaho | Ada | Cold | Mountain Division | 4981
ID | Idaho | Adams | Cold | Mountain Division | 4981
ID | Idaho | Bannock | Cold | Mountain Division | 4981
ID | Idaho | Bear Lake | Cold | Mountain Division | 4981
ID | Idaho | Benewah | Cold | Mountain Division | 4981
ID | Idaho | Bingham | Cold | Mountain Division | 4981
ID | Idaho | Blaine | Cold | Mountain Division | 4981
ID | Idaho | Boise | Cold | Mountain Division | 4981
ID | Idaho | Bonner | Cold | Mountain Division | 4981
ID | Idaho | Bonneville | Cold | Mountain Division | 4981
ID | Idaho | Boundary | Cold | Mountain Division | 4981
ID | Idaho | Butte | Cold | Mountain Division | 4981
ID | Idaho | Camas | Cold | Mountain Division | 4981
ID | Idaho | Canyon | Cold | Mountain Division | 4981
ID | Idaho | Caribou | Cold | Mountain Division | 4981
ID | Idaho | Cassia | Cold | Mountain Division | 4981
ID | Idaho | Clark | Cold | Mountain Division | 4981
ID | Idaho | Clearwater | Cold | Mountain Division | 4981
ID | Idaho | Custer | Cold | Mountain Division | 4981
ID | Idaho | Elmore | Cold | Mountain Division | 4981
ID | Idaho | Franklin | Cold | Mountain Division | 4981
ID | Idaho | Fremont | Cold | Mountain Division | 4981
ID | Idaho | Gem | Cold | Mountain Division | 4981
ID | Idaho | Gooding | Cold | Mountain Division | 4981
ID | Idaho | Idaho | Cold | Mountain Division | 4981
ID | Idaho | Jefferson | Cold | Mountain Division | 4981
ID | Idaho | Jerome | Cold | Mountain Division | 4981
ID | Idaho | Kootenai | Cold | Mountain Division | 4981
ID | Idaho | Latah | Cold | Mountain Division | 4981
ID | Idaho | Lemhi | Cold | Mountain Division | 4981
ID | Idaho | Lewis | Cold | Mountain Division | 4981
ID | Idaho | Lincoln | Cold | Mountain Division | 4981
ID | Idaho | Madison | Cold | Mountain Division | 4981
ID | Idaho | Minidoka | Cold | Mountain Division | 4981
IL | Illinois | Macoupin | Mixed-Humid | East North Central Division | 12742
IL | Illinois | Madison | Mixed-Humid | East North Central Division | 12742
IL | Illinois | Marion | Mixed-Humid | East North Central Division | 12742
IL | Illinois | Marshall | Cold | East North Central Division | 12742
IL | Illinois | Mason | Cold | East North Central Division | 12742
IL | Illinois | Massac | Mixed-Humid | East North Central Division | 12742
IL | Illinois | McDonough | Cold | East North Central Division | 12742
IL | Illinois | McHenry | Cold | East North Central Division | 12742
IL | Illinois | McLean | Cold | East North Central Division | 12742
IL | Illinois | Menard | Cold | East North Central Division | 12742
IL | Illinois | Mercer | Cold | East North Central Division | 12742
IL | Illinois | Monroe | Mixed-Humid | East North Central Division | 12742
IL | Illinois | Montgomery | Mixed-Humid | East North Central Division | 12742
IL | Illinois | Morgan | Cold | East North Central Division | 12742
IL | Illinois | Moultrie | Cold | East North Central Division | 12742
IL | Illinois | Ogle | Cold | East North Central Division | 12742
IL | Illinois | Peoria | Cold | East North Central Division | 12742
IL | Illinois | Perry | Mixed-Humid | East North Central Division | 12742
IL | Illinois | Piatt | Cold | East North Central Division | 12742
IL | Illinois | Pike | Cold | East North Central Division | 12742
IL | Illinois | Pope | Mixed-Humid | East North Central Division | 12742
IL | Illinois | Pulaski | Mixed-Humid | East North Central Division | 12742
IL | Illinois | Putnam | Cold | East North Central Division | 12742
IL | Illinois | Randolph | Mixed-Humid | East North Central Division | 12742
IL | Illinois | Richland | Mixed-Humid | East North Central Division | 12742
IL | Illinois | Rock Island | Cold | East North Central Division | 12742
IL | Illinois | Saline | Mixed-Humid | East North Central Division | 12742
IL | Illinois | Sangamon | Cold | East North Central Division | 12742
IL | Illinois | Schuyler | Cold | East North Central Division | 12742
IL | Illinois | Scott | Cold | East North Central Division | 12742
IL | Illinois | Shelby | Mixed-Humid | East North Central Division | 12742
IL | Illinois | St. Clair | Mixed-Humid | East North Central Division | 12742
IL | Illinois | Stark | Cold | East North Central Division | 12742
IL | Illinois | Stephenson | Cold | East North Central Division | 12742
IL | Illinois | Tazewell | Cold | East North Central Division | 12742
IL | Illinois | Union | Mixed-Humid | East North Central Division | 12742
IL | Illinois | Vermilion | Cold | East North Central Division | 12742
IL | Illinois | Wabash | Mixed-Humid | East North Central Division | 12742
IL | Illinois | Warren | Cold | East North Central Division | 12742
IL | Illinois | Washington | Mixed-Humid | East North Central Division | 12742
IL | Illinois | Wayne | Mixed-Humid | East North Central Division | 12742
IL | Illinois | White | Mixed-Humid | East North Central Division | 12742
IL | Illinois | Whiteside | Cold | East North Central Division | 12742
IL | Illinois | Will | Cold | East North Central Division | 12742
IL | Illinois | Williamson | Mixed-Humid | East North Central Division | 12742
IL | Illinois | Winnebago | Cold | East North Central Division | 12742
IL | Illinois | Woodford | Cold | East North Central Division | 12742
IN | Indiana | Adams | Cold | East North Central Division | 12742
IN | Indiana | Allen | Cold | East North Central Division | 12742
IN | Indiana | Bartholomew | Cold | East North Central Division | 12742
IN | Indiana | Benton | Cold | East North Central Division | 12742
IN | Indiana | Blackford | Cold | East North Central Division | 12742
IN | Indiana | Boone | Cold | East North Central Division | 12742
IN | Indiana | Brown | Mixed-Humid | East North Central Division | 12742
IN | Indiana | Carroll | Cold | East North Central Division | 12742
IN | Indiana | Cass | Cold | East North Central Division | 12742
IN | Indiana | Clark | Mixed-Humid | East North Central Division | 12742
IN | Indiana | Clay | Cold | East North Central Division | 12742
IN | Indiana | Clinton | Cold | East North Central Division | 12742
IN | Indiana | Crawford | Mixed-Humid | East North Central Division | 12742
IN | Indiana | Daviess | Mixed-Humid | East North Central Division | 12742
IN | Indiana | De Kalb | Cold | East North Central Division | 12742
IN | Indiana | Dearborn | Mixed-Humid | East North Central Division | 12742
IN | Indiana | Decatur | Cold | East North Central Division | 12742
IN | Indiana | Delaware | Cold | East North Central Division | 12742
IN | Indiana | Vigo | Cold | East North Central Division | 12742
IN | Indiana | Wabash | Cold | East North Central Division | 12742
IN | Indiana | Warren | Cold | East North Central Division | 12742
IN | Indiana | Warrick | Mixed-Humid | East North Central Division | 12742
IN | Indiana | Washington | Mixed-Humid | East North Central Division | 12742
IN | Indiana | Wayne | Cold | East North Central Division | 12742
IN | Indiana | Wells | Cold | East North Central Division | 12742
IN | Indiana | White | Cold | East North Central Division | 12742
IN | Indiana | Whitley | Cold | East North Central Division | 12742
IA | Iowa | Adair | Cold | West North Central Division | 6178
IA | Iowa | Adams | Cold | West North Central Division | 6178
IA | Iowa | Allamakee | Cold | West North Central Division | 6178
IA | Iowa | Appanoose | Cold | West North Central Division | 6178
IA | Iowa | Audubon | Cold | West North Central Division | 6178
IA | Iowa | Benton | Cold | West North Central Division | 6178
IA | Iowa | Black Hawk | Cold | West North Central Division | 6178
IA | Iowa | Boone | Cold | West North Central Division | 6178
IA | Iowa | Bremer | Cold | West North Central Division | 6178
IA | Iowa | Buchanan | Cold | West North Central Division | 6178
IA | Iowa | Buena Vista | Cold | West North Central Division | 6178
IA | Iowa | Butler | Cold | West North Central Division | 6178
IA | Iowa | Calhoun | Cold | West North Central Division | 6178
IA | Iowa | Carroll | Cold | West North Central Division | 6178
IA | Iowa | Cass | Cold | West North Central Division | 6178
IA | Iowa | Cedar | Cold | West North Central Division | 6178
IA | Iowa | Cerro Gordo | Cold | West North Central Division | 6178
IA | Iowa | Cherokee | Cold | West North Central Division | 6178
IA | Iowa | Chickasaw | Cold | West North Central Division | 6178
IA | Iowa | Clarke | Cold | West North Central Division | 6178
IA | Iowa | Clay | Cold | West North Central Division | 6178
IA | Iowa | Clayton | Cold | West North Central Division | 6178
IA | Iowa | Clinton | Cold | West North Central Division | 6178
IA | Iowa | Crawford | Cold | West North Central Division | 6178
IA | Iowa | Dallas | Cold | West North Central Division | 6178
IA | Iowa | Davis | Cold | West North Central Division | 6178
IA | Iowa | Decatur | Cold | West North Central Division | 6178
IA | Iowa | Delaware | Cold | West North Central Division | 6178
IA | Iowa | Des Moines | Cold | West North Central Division | 6178
IA | Iowa | Dickinson | Cold | West North Central Division | 6178
IA | Iowa | Dubuque | Cold | West North Central Division | 6178
IA | Iowa | Emmet | Cold | West North Central Division | 6178
IA | Iowa | Fayette | Cold | West North Central Division | 6178
IA | Iowa | Floyd | Cold | West North Central Division | 6178
IA | Iowa | Franklin | Cold | West North Central Division | 6178
IA | Iowa | Fremont | Cold | West North Central Division | 6178
IA | Iowa | Greene | Cold | West North Central Division | 6178
IA | Iowa | Grundy | Cold | West North Central Division | 6178
IA | Iowa | Guthrie | Cold | West North Central Division | 6178
IA | Iowa | Hamilton | Cold | West North Central Division | 6178
IA | Iowa | Hancock | Cold | West North Central Division | 6178
IA | Iowa | Hardin | Cold | West North Central Division | 6178
IA | Iowa | Harrison | Cold | West North Central Division | 6178
IA | Iowa | Henry | Cold | West North Central Division | 6178
IA | Iowa | Howard | Cold | West North Central Division | 6178
IA | Iowa | Humboldt | Cold | West North Central Division | 6178
IA | Iowa | Ida | Cold | West North Central Division | 6178
IA | Iowa | Iowa | Cold | West North Central Division | 6178
IA | Iowa | Jackson | Cold | West North Central Division | 6178
IA | Iowa | Jasper | Cold | West North Central Division | 6178
IA | Iowa | Jefferson | Cold | West North Central Division | 6178
IA | Iowa | Johnson | Cold | West North Central Division | 6178
IA | Iowa | Jones | Cold | West North Central Division | 6178
IA | Iowa | Keokuk | Cold | West North Central Division | 6178
IA | Iowa | Kossuth | Cold | West North Central Division | 6178
IA | Iowa | Lee | Cold | West North Central Division | 6178
KS | Kansas | Douglas | Mixed-Humid | West North Central Division | 6178
KS | Kansas | Edwards | Mixed-Humid | West North Central Division | 6178
KS | Kansas | Elk | Mixed-Humid | West North Central Division | 6178
KS | Kansas | Ellis | Cold | West North Central Division | 6178
KS | Kansas | Ellsworth | Mixed-Humid | West North Central Division | 6178
KS | Kansas | Finney | Mixed-Humid | West North Central Division | 6178
KS | Kansas | Ford | Mixed-Humid | West North Central Division | 6178
KS | Kansas | Franklin | Mixed-Humid | West North Central Division | 6178
KS | Kansas | Geary | Mixed-Humid | West North Central Division | 6178
KS | Kansas | Gove | Cold | West North Central Division | 6178
KS | Kansas | Graham | Cold | West North Central Division | 6178
KS | Kansas | Grant | Mixed-Humid | West North Central Division | 6178
KS | Kansas | Gray | Mixed-Humid | West North Central Division | 6178
KS | Kansas | Greeley | Cold | West North Central Division | 6178
KS | Kansas | Greenwood | Mixed-Humid | West North Central Division | 6178
KS | Kansas | Hamilton | Cold | West North Central Division | 6178
KS | Kansas | Harper | Mixed-Humid | West North Central Division | 6178
KS | Kansas | Harvey | Mixed-Humid | West North Central Division | 6178
KS | Kansas | Haskell | Mixed-Humid | West North Central Division | 6178
KS | Kansas | Hodgeman | Mixed-Humid | West North Central Division | 6178
KS | Kansas | Jackson | Mixed-Humid | West North Central Division | 6178
KS | Kansas | Jefferson | Mixed-Humid | West North Central Division | 6178
KS | Kansas | Jewell | Cold | West North Central Division | 6178
KS | Kansas | Johnson | Mixed-Humid | West North Central Division | 6178
KS | Kansas | Kearny | Mixed-Humid | West North Central Division | 6178
KS | Kansas | Kingman | Mixed-Humid | West North Central Division | 6178
KS | Kansas | Kiowa | Mixed-Humid | West North Central Division | 6178
KS | Kansas | Labette | Mixed-Humid | West North Central Division | 6178
KS | Kansas | Lane | Cold | West North Central Division | 6178
KS | Kansas | Leavenworth | Mixed-Humid | West North Central Division | 6178
KS | Kansas | Lincoln | Mixed-Humid | West North Central Division | 6178
KS | Kansas | Linn | Mixed-Humid | West North Central Division | 6178
KS | Kansas | Logan | Cold | West North Central Division | 6178
KS | Kansas | Lyon | Mixed-Humid | West North Central Division | 6178
KS | Kansas | Marion | Mixed-Humid | West North Central Division | 6178
KS | Kansas | Marshall | Mixed-Humid | West North Central Division | 6178
KS | Kansas | McPherson | Mixed-Humid | West North Central Division | 6178
KS | Kansas | Meade | Mixed-Humid | West North Central Division | 6178
KS | Kansas | Miami | Mixed-Humid | West North Central Division | 6178
KS | Kansas | Mitchell | Cold | West North Central Division | 6178
KS | Kansas | Montgomery | Mixed-Humid | West North Central Division | 6178
KS | Kansas | Morris | Mixed-Humid | West North Central Division | 6178
KS | Kansas | Morton | Mixed-Humid | West North Central Division | 6178
KS | Kansas | Nemaha | Mixed-Humid | West North Central Division | 6178
KS | Kansas | Neosho | Mixed-Humid | West North Central Division | 6178
KS | Kansas | Ness | Cold | West North Central Division | 6178
KS | Kansas | Norton | Cold | West North Central Division | 6178
KS | Kansas | Osage | Mixed-Humid | West North Central Division | 6178
KS | Kansas | Osborne | Cold | West North Central Division | 6178
KS | Kansas | Ottawa | Mixed-Humid | West North Central Division | 6178
KS | Kansas | Pawnee | Mixed-Humid | West North Central Division | 6178
KS | Kansas | Phillips | Cold | West North Central Division | 6178
KS | Kansas | Pottawatomie | Mixed-Humid | West North Central Division | 6178
KS | Kansas | Pratt | Mixed-Humid | West North Central Division | 6178
KS | Kansas | Rawlins | Cold | West North Central Division | 6178
KS | Kansas | Reno | Mixed-Humid | West North Central Division | 6178
KS | Kansas | Republic | Cold | West North Central Division | 6178
KS | Kansas | Rice | Mixed-Humid | West North Central Division | 6178
KS | Kansas | Riley | Mixed-Humid | West North Central Division | 6178
KS | Kansas | Rooks | Cold | West North Central Division | 6178
KS | Kansas | Rush | Mixed-Humid | West North Central Division | 6178
KS | Kansas | Russell | Mixed-Humid | West North Central Division | 6178
KS | Kansas | Saline | Mixed-Humid | West North Central Division | 6178
KS | Kansas | Scott | Cold | West North Central Division | 6178
KS | Kansas | Sedgwick | Mixed-Humid | West North Central Division | 6178
KY | Kentucky | Harlan | Mixed-Humid | East South Central Division | 4904
KY | Kentucky | Harrison | Mixed-Humid | East South Central Division | 4904
KY | Kentucky | Hart | Mixed-Humid | East South Central Division | 4904
KY | Kentucky | Henderson | Mixed-Humid | East South Central Division | 4904
KY | Kentucky | Henry | Mixed-Humid | East South Central Division | 4904
KY | Kentucky | Hickman | Mixed-Humid | East South Central Division | 4904
KY | Kentucky | Hopkins | Mixed-Humid | East South Central Division | 4904
KY | Kentucky | Jackson | Mixed-Humid | East South Central Division | 4904
KY | Kentucky | Jefferson | Mixed-Humid | East South Central Division | 4904
KY | Kentucky | Jessamine | Mixed-Humid | East South Central Division | 4904
KY | Kentucky | Johnson | Mixed-Humid | East South Central Division | 4904
KY | Kentucky | Kenton | Mixed-Humid | East South Central Division | 4904
KY | Kentucky | Knott | Mixed-Humid | East South Central Division | 4904
KY | Kentucky | Knox | Mixed-Humid | East South Central Division | 4904
KY | Kentucky | Larue | Mixed-Humid | East South Central Division | 4904
KY | Kentucky | Laurel | Mixed-Humid | East South Central Division | 4904
KY | Kentucky | Lawrence | Mixed-Humid | East South Central Division | 4904
KY | Kentucky | Lee | Mixed-Humid | East South Central Division | 4904
KY | Kentucky | Leslie | Mixed-Humid | East South Central Division | 4904
KY | Kentucky | Letcher | Mixed-Humid | East South Central Division | 4904
KY | Kentucky | Lewis | Mixed-Humid | East South Central Division | 4904
KY | Kentucky | Lincoln | Mixed-Humid | East South Central Division | 4904
KY | Kentucky | Livingston | Mixed-Humid | East South Central Division | 4904
KY | Kentucky | Logan | Mixed-Humid | East South Central Division | 4904
KY | Kentucky | Lyon | Mixed-Humid | East South Central Division | 4904
KY | Kentucky | Madison | Mixed-Humid | East South Central Division | 4904
KY | Kentucky | Magoffin | Mixed-Humid | East South Central Division | 4904
KY | Kentucky | Marion | Mixed-Humid | East South Central Division | 4904
KY | Kentucky | Marshall | Mixed-Humid | East South Central Division | 4904
KY | Kentucky | Martin | Mixed-Humid | East South Central Division | 4904
KY | Kentucky | Mason | Mixed-Humid | East South Central Division | 4904
KY | Kentucky | McCracken | Mixed-Humid | East South Central Division | 4904
KY | Kentucky | McCreary | Mixed-Humid | East South Central Division | 4904
KY | Kentucky | McLean | Mixed-Humid | East South Central Division | 4904
KY | Kentucky | Meade | Mixed-Humid | East South Central Division | 4904
KY | Kentucky | Menifee | Mixed-Humid | East South Central Division | 4904
KY | Kentucky | Mercer | Mixed-Humid | East South Central Division | 4904
KY | Kentucky | Metcalfe | Mixed-Humid | East South Central Division | 4904
KY | Kentucky | Monroe | Mixed-Humid | East South Central Division | 4904
KY | Kentucky | Montgomery | Mixed-Humid | East South Central Division | 4904
KY | Kentucky | Morgan | Mixed-Humid | East South Central Division | 4904
KY | Kentucky | Muhlenberg | Mixed-Humid | East South Central Division | 4904
KY | Kentucky | Nelson | Mixed-Humid | East South Central Division | 4904
KY | Kentucky | Nicholas | Mixed-Humid | East South Central Division | 4904
KY | Kentucky | Ohio | Mixed-Humid | East South Central Division | 4904
KY | Kentucky | Oldham | Mixed-Humid | East South Central Division | 4904
KY | Kentucky | Owen | Mixed-Humid | East South Central Division | 4904
KY | Kentucky | Owsley | Mixed-Humid | East South Central Division | 4904
KY | Kentucky | Pendleton | Mixed-Humid | East South Central Division | 4904
KY | Kentucky | Perry | Mixed-Humid | East South Central Division | 4904
KY | Kentucky | Pike | Mixed-Humid | East South Central Division | 4904
KY | Kentucky | Powell | Mixed-Humid | East South Central Division | 4904
KY | Kentucky | Pulaski | Mixed-Humid | East South Central Division | 4904
KY | Kentucky | Robertson | Mixed-Humid | East South Central Division | 4904
KY | Kentucky | Rockcastle | Mixed-Humid | East South Central Division | 4904
KY | Kentucky | Rowan | Mixed-Humid | East South Central Division | 4904
KY | Kentucky | Russell | Mixed-Humid | East South Central Division | 4904
KY | Kentucky | Scott | Mixed-Humid | East South Central Division | 4904
KY | Kentucky | Shelby | Mixed-Humid | East South Central Division | 4904
KY | Kentucky | Simpson | Mixed-Humid | East South Central Division | 4904
KY | Kentucky | Spencer | Mixed-Humid | East South Central Division | 4904
KY | Kentucky | Taylor | Mixed-Humid | East South Central Division | 4904
KY | Kentucky | Todd | Mixed-Humid | East South Central Division | 4904
KY | Kentucky | Trigg | Mixed-Humid | East South Central Division | 4904
KY | Kentucky | Trimble | Mixed-Humid | East South Central Division | 4904
LA | Louisiana | Vernon | Hot-humid | West South Central Division | 11394
LA | Louisiana | Washington | Hot-Humid | West South Central Division | 11394
LA | Louisiana | Webster | Hot-humid | West South Central Division | 11394
LA | Louisiana | West Baton Rouge | Hot-Humid | West South Central Division | 11394
LA | Louisiana | West Carroll | Mixed-Humid | West South Central Division | 11394
LA | Louisiana | West Feliciana | Hot-Humid | West South Central Division | 11394
LA | Louisiana | Winn | Hot-humid | West South Central Division | 11394
ME | Maine | Androscoggin | Cold | New England Division | 4302
ME | Maine | Aroostook | Very Cold | New England Division | 4302
ME | Maine | Cumberland | Cold | New England Division | 4302
ME | Maine | Franklin | Cold | New England Division | 4302
ME | Maine | Hancock | Cold | New England Division | 4302
ME | Maine | Kennebec | Cold | New England Division | 4302
ME | Maine | Knox | Cold | New England Division | 4302
ME | Maine | Lincoln | Cold | New England Division | 4302
ME | Maine | Oxford | Cold | New England Division | 4302
ME | Maine | Penobscot | Cold | New England Division | 4302
ME | Maine | Piscataquis | Cold | New England Division | 4302
ME | Maine | Sagadahoc | Cold | New England Division | 4302
ME | Maine | Somerset | Cold | New England Division | 4302
ME | Maine | Waldo | Cold | New England Division | 4302
ME | Maine | Washington | Cold | New England Division | 4302
ME | Maine | York | Cold | New England Division | 4302
MD | Maryland | Allegany | Mixed-Humid | South Atlantic Division | 17981
MD | Maryland | Anne Arundel | Mixed-Humid | South Atlantic Division | 17981
MD | Maryland | Baltimore | Mixed-Humid | South Atlantic Division | 17981
MD | Maryland | Baltimore (city) | Mixed-Humid | South Atlantic Division | 17981
MD | Maryland | Calvert | Mixed-Humid | South Atlantic Division | 17981
MD | Maryland | Caroline | Mixed-Humid | South Atlantic Division | 17981
MD | Maryland | Carroll | Mixed-Humid | South Atlantic Division | 17981
MD | Maryland | Cecil | Mixed-Humid | South Atlantic Division | 17981
MD | Maryland | Charles | Mixed-Humid | South Atlantic Division | 17981
MD | Maryland | Dorchester | Mixed-Humid | South Atlantic Division | 17981
MD | Maryland | Frederick | Mixed-Humid | South Atlantic Division | 17981
MD | Maryland | Garrett | Cold | South Atlantic Division | 17981
MD | Maryland | Harford | Mixed-Humid | South Atlantic Division | 17981
MD | Maryland | Howard | Mixed-Humid | South Atlantic Division | 17981
MD | Maryland | Kent | Mixed-Humid | South Atlantic Division | 17981
MD | Maryland | Montgomery | Mixed-Humid | South Atlantic Division | 17981
MD | Maryland | Prince George's | Mixed-Humid | South Atlantic Division | 17981
MD | Maryland | Queen Anne's | Mixed-Humid | South Atlantic Division | 17981
MD | Maryland | Somerset | Mixed-Humid | South Atlantic Division | 17981
MD | Maryland | St. Mary's | Mixed-Humid | South Atlantic Division | 17981
MD | Maryland | Talbot | Mixed-Humid | South Atlantic Division | 17981
MD | Maryland | Washington | Mixed-Humid | South Atlantic Division | 17981
MD | Maryland | Wicomico | Mixed-Humid | South Atlantic Division | 17981
MD | Maryland | Worcester | Mixed-Humid | South Atlantic Division | 17981
MA | Massachusetts | Barnstable | Cold | New England Division | 4302
MA | Massachusetts | Berkshire | Cold | New England Division | 4302
MA | Massachusetts | Bristol | Cold | New England Division | 4302
MA | Massachusetts | Dukes | Cold | New England Division | 4302
MA | Massachusetts | Essex | Cold | New England Division | 4302
MA | Massachusetts | Franklin | Cold | New England Division | 4302
MA | Massachusetts | Hampden | Cold | New England Division | 4302
MA | Massachusetts | Hampshire | Cold | New England Division | 4302
MA | Massachusetts | Middlesex | Cold | New England Division | 4302
MA | Massachusetts | Nantucket | Cold | New England Division | 4302
MA | Massachusetts | Norfolk | Cold | New England Division | 4302
MA | Massachusetts | Plymouth | Cold | New England Division | 4302
MA | Massachusetts | Suffolk | Cold | New England Division | 4302
MA | Massachusetts | Worcester | Cold | New England Division | 4302
MI | Michigan | Alcona | Cold | East North Central Division | 12742
MI | Michigan | Alger | Cold | East North Central Division | 12742
MI | Michigan | Allegan | Cold | East North Central Division | 12742
MI | Michigan | Alpena | Cold | East North Central Division | 12742
MI | Michigan | Ottawa | Cold | East North Central Division | 12742
MI | Michigan | Presque Isle | Cold | East North Central Division | 12742
MI | Michigan | Roscommon | Cold | East North Central Division | 12742
MI | Michigan | Saginaw | Cold | East North Central Division | 12742
MI | Michigan | Sanilac | Cold | East North Central Division | 12742
MI | Michigan | Schoolcraft | Very Cold | East North Central Division | 12742
MI | Michigan | Shiawassee | Cold | East North Central Division | 12742
MI | Michigan | St. Clair | Cold | East North Central Division | 12742
MI | Michigan | St. Joseph | Cold | East North Central Division | 12742
MI | Michigan | Tuscola | Cold | East North Central Division | 12742
MI | Michigan | Van Buren | Cold | East North Central Division | 12742
MI | Michigan | Washtenaw | Cold | East North Central Division | 12742
MI | Michigan | Wayne | Cold | East North Central Division | 12742
MI | Michigan | Wexford | Cold | East North Central Division | 12742
MN | Minnesota | Aitkin | Very Cold | West North Central Division | 6178
MN | Minnesota | Anoka | Cold | West North Central Division | 6178
MN | Minnesota | Becker | Very Cold | West North Central Division | 6178
MN | Minnesota | Beltrami | Very Cold | West North Central Division | 6178
MN | Minnesota | Benton | Cold | West North Central Division | 6178
MN | Minnesota | Big Stone | Cold | West North Central Division | 6178
MN | Minnesota | Blue Earth | Cold | West North Central Division | 6178
MN | Minnesota | Brown | Cold | West North Central Division | 6178
MN | Minnesota | Carlton | Very Cold | West North Central Division | 6178
MN | Minnesota | Carver | Cold | West North Central Division | 6178
MN | Minnesota | Cass | Very Cold | West North Central Division | 6178
MN | Minnesota | Chippewa | Cold | West North Central Division | 6178
MN | Minnesota | Chisago | Cold | West North Central Division | 6178
MN | Minnesota | Clay | Very Cold | West North Central Division | 6178
MN | Minnesota | Clearwater | Very Cold | West North Central Division | 6178
MN | Minnesota | Cook | Very Cold | West North Central Division | 6178
MN | Minnesota | Cottonwood | Cold | West North Central Division | 6178
MN | Minnesota | Crow Wing | Very Cold | West North Central Division | 6178
MN | Minnesota | Dakota | Cold | West North Central Division | 6178
MN | Minnesota | Dodge | Cold | West North Central Division | 6178
MN | Minnesota | Douglas | Cold | West North Central Division | 6178
MN | Minnesota | Faribault | Cold | West North Central Division | 6178
MN | Minnesota | Fillmore | Cold | West North Central Division | 6178
MN | Minnesota | Freeborn | Cold | West North Central Division | 6178
MN | Minnesota | Goodhue | Cold | West North Central Division | 6178
MN | Minnesota | Grant | Very Cold | West North Central Division | 6178
MN | Minnesota | Hennepin | Cold | West North Central Division | 6178
MN | Minnesota | Houston | Cold | West North Central Division | 6178
MN | Minnesota | Hubbard | Very Cold | West North Central Division | 6178
MN | Minnesota | Isanti | Cold | West North Central Division | 6178
MN | Minnesota | Itasca | Very Cold | West North Central Division | 6178
MN | Minnesota | Jackson | Cold | West North Central Division | 6178
MN | Minnesota | Kanabec | Very Cold | West North Central Division | 6178
MN | Minnesota | Kandiyohi | Cold | West North Central Division | 6178
MN | Minnesota | Kittson | Very Cold | West North Central Division | 6178
MN | Minnesota | Koochiching | Very Cold | West North Central Division | 6178
MN | Minnesota | Lac qui Parle | Cold | West North Central Division | 6178
MN | Minnesota | Lake | Very Cold | West North Central Division | 6178
MN | Minnesota | Lake of the Woods | Very Cold | West North Central Division | 6178
MN | Minnesota | Le Sueur | Cold | West North Central Division | 6178
MN | Minnesota | Lincoln | Cold | West North Central Division | 6178
MN | Minnesota | Lyon | Cold | West North Central Division | 6178
MN | Minnesota | Mahnomen | Very Cold | West North Central Division | 6178
MN | Minnesota | Marshall | Very Cold | West North Central Division | 6178
MN | Minnesota | Martin | Cold | West North Central Division | 6178
MN | Minnesota | McLeod | Cold | West North Central Division | 6178
MN | Minnesota | Meeker | Cold | West North Central Division | 6178
MN | Minnesota | Mille Lacs | Very Cold | West North Central Division | 6178
MN | Minnesota | Morrison | Cold | West North Central Division | 6178
MN | Minnesota | Mower | Cold | West North Central Division | 6178
MN | Minnesota | Murray | Cold | West North Central Division | 6178
MS | Mississippi | Jackson | Mixed-Humid | East South Central Division | 4904
MS | Mississippi | Jasper | Mixed-Humid | East South Central Division | 4904
MS | Mississippi | Jefferson | Hot-Humid | East South Central Division | 4904
MS | Mississippi | Jefferson Davis | Hot-Humid | East South Central Division | 4904
MS | Mississippi | Jones | Hot-Humid | East South Central Division | 4904
MS | Mississippi | Kemper | Mixed-Humid | East South Central Division | 4904
MS | Mississippi | Lafayette | Mixed-Humid | East South Central Division | 4904
MS | Mississippi | Lamar | Hot-Humid | East South Central Division | 4904
MS | Mississippi | Lauderdale | Mixed-Humid | East South Central Division | 4904
MS | Mississippi | Lawrence | Hot-Humid | East South Central Division | 4904
MS | Mississippi | Leake | Mixed-Humid | East South Central Division | 4904
MS | Mississippi | Lee | Mixed-Humid | East South Central Division | 4904
MS | Mississippi | Leflore | Mixed-Humid | East South Central Division | 4904
MS | Mississippi | Lincoln | Hot-Humid | East South Central Division | 4904
MS | Mississippi | Lowndes | Mixed-Humid | East South Central Division | 4904
MS | Mississippi | Madison | Mixed-Humid | East South Central Division | 4904
MS | Mississippi | Marion | Hot-Humid | East South Central Division | 4904
MS | Mississippi | Marshall | Mixed-Humid | East South Central Division | 4904
MS | Mississippi | Monroe | Mixed-Humid | East South Central Division | 4904
MS | Mississippi | Montgomery | Mixed-Humid | East South Central Division | 4904
MS | Mississippi | Neshoba | Mixed-Humid | East South Central Division | 4904
MS | Mississippi | Newton | Mixed-Humid | East South Central Division | 4904
MS | Mississippi | Noxubee | Mixed-Humid | East South Central Division | 4904
MS | Mississippi | Oktibbeha | Mixed-Humid | East South Central Division | 4904
MS | Mississippi | Panola | Mixed-Humid | East South Central Division | 4904
MS | Mississippi | Pearl River | Mixed-Humid | East South Central Division | 4904
MS | Mississippi | Perry | Hot-Humid | East South Central Division | 4904
MS | Mississippi | Pike | Hot-Humid | East South Central Division | 4904
MS | Mississippi | Pontotoc | Mixed-Humid | East South Central Division | 4904
MS | Mississippi | Prentiss | Mixed-Humid | East South Central Division | 4904
MS | Mississippi | Quitman | Mixed-Humid | East South Central Division | 4904
MS | Mississippi | Rankin | Hot-Humid | East South Central Division | 4904
MS | Mississippi | Scott | Mixed-Humid | East South Central Division | 4904
MS | Mississippi | Sharkey | Mixed-Humid | East South Central Division | 4904
MS | Mississippi | Simpson | Hot-Humid | East South Central Division | 4904
MS | Mississippi | Smith | Hot-Humid | East South Central Division | 4904
MS | Mississippi | Stone | Mixed-Humid | East South Central Division | 4904
MS | Mississippi | Sunflower | Mixed-Humid | East South Central Division | 4904
MS | Mississippi | Tallahatchie | Mixed-Humid | East South Central Division | 4904
MS | Mississippi | Tate | Mixed-Humid | East South Central Division | 4904
MS | Mississippi | Tippah | Mixed-Humid | East South Central Division | 4904
MS | Mississippi | Tishomingo | Mixed-Humid | East South Central Division | 4904
MS | Mississippi | Tunica | Mixed-Humid | East South Central Division | 4904
MS | Mississippi | Union | Mixed-Humid | East South Central Division | 4904
MS | Mississippi | Walthall | Hot-Humid | East South Central Division | 4904
MS | Mississippi | Warren | Hot-Humid | East South Central Division | 4904
MS | Mississippi | Washington | Mixed-Humid | East South Central Division | 4904
MS | Mississippi | Wayne | Hot-Humid | East South Central Division | 4904
MS | Mississippi | Webster | Mixed-Humid | East South Central Division | 4904
MS | Mississippi | Wilkinson | Hot-Humid | East South Central Division | 4904
MS | Mississippi | Winston | Mixed-Humid | East South Central Division | 4904
MS | Mississippi | Yalobusha | Mixed-Humid | East South Central Division | 4904
MS | Mississippi | Yazoo | Mixed-Humid | East South Central Division | 4904
MO | Missouri | Adair | Cold | West North Central Division | 6178
MO | Missouri | Andrew | Cold | West North Central Division | 6178
MO | Missouri | Atchison | Cold | West North Central Division | 6178
MO | Missouri | Audrain | Mixed-Humid | West North Central Division | 6178
MO | Missouri | Barry | Mixed-Humid | West North Central Division | 6178
MO | Missouri | Barton | Mixed-Humid | West North Central Division | 6178
MO | Missouri | Bates | Mixed-Humid | West North Central Division | 6178
MO | Missouri | Benton | Mixed-Humid | West North Central Division | 6178
MO | Missouri | Bollinger | Mixed-Humid | West North Central Division | 6178
MO | Missouri | Boone | Mixed-Humid | West North Central Division | 6178
MO | Missouri | Buchanan | Cold | West North Central Division | 6178
MO | Missouri | Butler | Mixed-Humid | West North Central Division | 6178
MO | Missouri | Pemiscot | Mixed-Humid | West North Central Division | 6178
MO | Missouri | Perry | Mixed-Humid | West North Central Division | 6178
MO | Missouri | Pettis | Mixed-Humid | West North Central Division | 6178
MO | Missouri | Phelps | Mixed-Humid | West North Central Division | 6178
MO | Missouri | Pike | Cold | West North Central Division | 6178
MO | Missouri | Platte | Mixed-Humid | West North Central Division | 6178
MO | Missouri | Polk | Mixed-Humid | West North Central Division | 6178
MO | Missouri | Pulaski | Mixed-Humid | West North Central Division | 6178
MO | Missouri | Putnam | Cold | West North Central Division | 6178
MO | Missouri | Ralls | Cold | West North Central Division | 6178
MO | Missouri | Randolph | Mixed-Humid | West North Central Division | 6178
MO | Missouri | Ray | Mixed-Humid | West North Central Division | 6178
MO | Missouri | Reynolds | Mixed-Humid | West North Central Division | 6178
MO | Missouri | Ripley | Mixed-Humid | West North Central Division | 6178
MO | Missouri | Saline | Mixed-Humid | West North Central Division | 6178
MO | Missouri | Schuyler | Cold | West North Central Division | 6178
MO | Missouri | Scotland | Cold | West North Central Division | 6178
MO | Missouri | Scott | Mixed-Humid | West North Central Division | 6178
MO | Missouri | Shannon | Mixed-Humid | West North Central Division | 6178
MO | Missouri | Shelby | Cold | West North Central Division | 6178
MO | Missouri | St. Charles | Mixed-Humid | West North Central Division | 6178
MO | Missouri | St. Clair | Mixed-Humid | West North Central Division | 6178
MO | Missouri | St. Francois | Mixed-Humid | West North Central Division | 6178
MO | Missouri | St. Louis | Mixed-Humid | West North Central Division | 6178
MO | Missouri | St. Louis (city) | Mixed-Humid | West North Central Division | 6178
MO | Missouri | Ste. Genevieve | Mixed-Humid | West North Central Division | 6178
MO | Missouri | Stoddard | Mixed-Humid | West North Central Division | 6178
MO | Missouri | Stone | Mixed-Humid | West North Central Division | 6178
MO | Missouri | Sullivan | Cold | West North Central Division | 6178
MO | Missouri | Taney | Mixed-Humid | West North Central Division | 6178
MO | Missouri | Texas | Mixed-Humid | West North Central Division | 6178
MO | Missouri | Vernon | Mixed-Humid | West North Central Division | 6178
MO | Missouri | Warren | Mixed-Humid | West North Central Division | 6178
MO | Missouri | Washington | Mixed-Humid | West North Central Division | 6178
MO | Missouri | Wayne | Mixed-Humid | West North Central Division | 6178
MO | Missouri | Webster | Mixed-Humid | West North Central Division | 6178
MO | Missouri | Worth | Cold | West North Central Division | 6178
MO | Missouri | Wright | Mixed-Humid | West North Central Division | 6178
MT | Montana | Beaverhead | Cold | Mountain Division | 4981
MT | Montana | Big Horn | Cold | Mountain Division | 4981
MT | Montana | Blaine | Cold | Mountain Division | 4981
MT | Montana | Broadwater | Cold | Mountain Division | 4981
MT | Montana | Carbon | Cold | Mountain Division | 4981
MT | Montana | Carter | Cold | Mountain Division | 4981
MT | Montana | Cascade | Cold | Mountain Division | 4981
MT | Montana | Chouteau | Cold | Mountain Division | 4981
MT | Montana | Custer | Cold | Mountain Division | 4981
MT | Montana | Daniels | Cold | Mountain Division | 4981
MT | Montana | Dawson | Cold | Mountain Division | 4981
MT | Montana | Deer Lodge | Cold | Mountain Division | 4981
MT | Montana | Fallon | Cold | Mountain Division | 4981
MT | Montana | Fergus | Cold | Mountain Division | 4981
MT | Montana | Flathead | Cold | Mountain Division | 4981
MT | Montana | Gallatin | Cold | Mountain Division | 4981
MT | Montana | Garfield | Cold | Mountain Division | 4981
MT | Montana | Glacier | Cold | Mountain Division | 4981
MT | Montana | Golden Valley | Cold | Mountain Division | 4981
MT | Montana | Granite | Cold | Mountain Division | 4981
MT | Montana | Hill | Cold | Mountain Division | 4981
MT | Montana | Jefferson | Cold | Mountain Division | 4981
MT | Montana | Judith Basin | Cold | Mountain Division | 4981
MT | Montana | Lake | Cold | Mountain Division | 4981
MT | Montana | Lewis and Clark | Cold | Mountain Division | 4981
MT | Montana | Liberty | Cold | Mountain Division | 4981
MT | Montana | Lincoln | Cold | Mountain Division | 4981
NE | Nebraska | Gosper | Cold | West North Central Division | 6178
NE | Nebraska | Grant | Cold | West North Central Division | 6178
NE | Nebraska | Greeley | Cold | West North Central Division | 6178
NE | Nebraska | Hall | Cold | West North Central Division | 6178
NE | Nebraska | Hamilton | Cold | West North Central Division | 6178
NE | Nebraska | Harlan | Cold | West North Central Division | 6178
NE | Nebraska | Hayes | Cold | West North Central Division | 6178
NE | Nebraska | Hitchcock | Cold | West North Central Division | 6178
NE | Nebraska | Holt | Cold | West North Central Division | 6178
NE | Nebraska | Hooker | Cold | West North Central Division | 6178
NE | Nebraska | Howard | Cold | West North Central Division | 6178
NE | Nebraska | Jefferson | Cold | West North Central Division | 6178
NE | Nebraska | Johnson | Cold | West North Central Division | 6178
NE | Nebraska | Kearney | Cold | West North Central Division | 6178
NE | Nebraska | Keith | Cold | West North Central Division | 6178
NE | Nebraska | Keya Paha | Cold | West North Central Division | 6178
NE | Nebraska | Kimball | Cold | West North Central Division | 6178
NE | Nebraska | Knox | Cold | West North Central Division | 6178
NE | Nebraska | Lancaster | Cold | West North Central Division | 6178
NE | Nebraska | Lincoln | Cold | West North Central Division | 6178
NE | Nebraska | Logan | Cold | West North Central Division | 6178
NE | Nebraska | Loup | Cold | West North Central Division | 6178
NE | Nebraska | Madison | Cold | West North Central Division | 6178
NE | Nebraska | McPherson | Cold | West North Central Division | 6178
NE | Nebraska | Merrick | Cold | West North Central Division | 6178
NE | Nebraska | Morrill | Cold | West North Central Division | 6178
NE | Nebraska | Nance | Cold | West North Central Division | 6178
NE | Nebraska | Nemaha | Cold | West North Central Division | 6178
NE | Nebraska | Nuckolls | Cold | West North Central Division | 6178
NE | Nebraska | Otoe | Cold | West North Central Division | 6178
NE | Nebraska | Pawnee | Cold | West North Central Division | 6178
NE | Nebraska | Perkins | Cold | West North Central Division | 6178
NE | Nebraska | Phelps | Cold | West North Central Division | 6178
NE | Nebraska | Pierce | Cold | West North Central Division | 6178
NE | Nebraska | Platte | Cold | West North Central Division | 6178
NE | Nebraska | Polk | Cold | West North Central Division | 6178
NE | Nebraska | Red Willow | Cold | West North Central Division | 6178
NE | Nebraska | Richardson | Cold | West North Central Division | 6178
NE | Nebraska | Rock | Cold | West North Central Division | 6178
NE | Nebraska | Saline | Cold | West North Central Division | 6178
NE | Nebraska | Sarpy | Cold | West North Central Division | 6178
NE | Nebraska | Saunders | Cold | West North Central Division | 6178
NE | Nebraska | Scotts Bluff | Cold | West North Central Division | 6178
NE | Nebraska | Seward | Cold | West North Central Division | 6178
NE | Nebraska | Sheridan | Cold | West North Central Division | 6178
NE | Nebraska | Sherman | Cold | West North Central Division | 6178
NE | Nebraska | Sioux | Cold | West North Central Division | 6178
NE | Nebraska | Stanton | Cold | West North Central Division | 6178
NE | Nebraska | Thayer | Cold | West North Central Division | 6178
NE | Nebraska | Thomas | Cold | West North Central Division | 6178
NE | Nebraska | Thurston | Cold | West North Central Division | 6178
NE | Nebraska | Valley | Cold | West North Central Division | 6178
NE | Nebraska | Washington | Cold | West North Central Division | 6178
NE | Nebraska | Wayne | Cold | West North Central Division | 6178
NE | Nebraska | Webster | Cold | West North Central Division | 6178
NE | Nebraska | Wheeler | Cold | West North Central Division | 6178
NE | Nebraska | York | Cold | West North Central Division | 6178
NV | Nevada | Carson City (city) | Cold | Mountain Division | 4981
NV | Nevada | Churchill | Cold | Mountain Division | 4981
NV | Nevada | Clark | Hot-Dry | Mountain Division | 4981
NV | Nevada | Douglas | Cold | Mountain Division | 4981
NV | Nevada | Elko | Cold | Mountain Division | 4981
NV | Nevada | Esmeralda | Cold | Mountain Division | 4981
NV | Nevada | Eureka | Cold | Mountain Division | 4981
NV | Nevada | Humboldt | Cold | Mountain Division | 4981
NM | New Mexico | Sandoval | Cold | Mountain Division | 4981
NM | New Mexico | Santa Fe | Cold | Mountain Division | 4981
NM | New Mexico | Sierra | Mixed-Dry | Mountain Division | 4981
NM | New Mexico | Socorro | Mixed-Dry | Mountain Division | 4981
NM | New Mexico | Taos | Cold | Mountain Division | 4981
NM | New Mexico | Torrance | Cold | Mountain Division | 4981
NM | New Mexico | Union | Mixed-Dry | Mountain Division | 4981
NM | New Mexico | Valencia | Mixed-Dry | Mountain Division | 4981
NY | New York | Albany | Cold | Middle Atlantic Division | 11232
NY | New York | Allegany | Cold | Middle Atlantic Division | 11232
NY | New York | Bronx | Mixed-Humid | Middle Atlantic Division | 11232
NY | New York | Broome | Cold | Middle Atlantic Division | 11232
NY | New York | Cattaraugus | Cold | Middle Atlantic Division | 11232
NY | New York | Cayuga | Cold | Middle Atlantic Division | 11232
NY | New York | Chautauqua | Cold | Middle Atlantic Division | 11232
NY | New York | Chemung | Cold | Middle Atlantic Division | 11232
NY | New York | Chenango | Cold | Middle Atlantic Division | 11232
NY | New York | Clinton | Cold | Middle Atlantic Division | 11232
NY | New York | Columbia | Cold | Middle Atlantic Division | 11232
NY | New York | Cortland | Cold | Middle Atlantic Division | 11232
NY | New York | Delaware | Cold | Middle Atlantic Division | 11232
NY | New York | Dutchess | Cold | Middle Atlantic Division | 11232
NY | New York | Erie | Cold | Middle Atlantic Division | 11232
NY | New York | Essex | Cold | Middle Atlantic Division | 11232
NY | New York | Franklin | Cold | Middle Atlantic Division | 11232
NY | New York | Fulton | Cold | Middle Atlantic Division | 11232
NY | New York | Genesee | Cold | Middle Atlantic Division | 11232
NY | New York | Greene | Cold | Middle Atlantic Division | 11232
NY | New York | Hamilton | Cold | Middle Atlantic Division | 11232
NY | New York | Herkimer | Cold | Middle Atlantic Division | 11232
NY | New York | Jefferson | Cold | Middle Atlantic Division | 11232
NY | New York | Kings | Mixed-Humid | Middle Atlantic Division | 11232
NY | New York | Lewis | Cold | Middle Atlantic Division | 11232
NY | New York | Livingston | Cold | Middle Atlantic Division | 11232
NY | New York | Madison | Cold | Middle Atlantic Division | 11232
NY | New York | Monroe | Cold | Middle Atlantic Division | 11232
NY | New York | Montgomery | Cold | Middle Atlantic Division | 11232
NY | New York | Nassau | Mixed-Humid | Middle Atlantic Division | 11232
NY | New York | New York | Mixed-Humid | Middle Atlantic Division | 11232
NY | New York | Niagara | Cold | Middle Atlantic Division | 11232
NY | New York | Oneida | Cold | Middle Atlantic Division | 11232
NY | New York | Onondaga | Cold | Middle Atlantic Division | 11232
NY | New York | Ontario | Cold | Middle Atlantic Division | 11232
NY | New York | Orange | Cold | Middle Atlantic Division | 11232
NY | New York | Orleans | Cold | Middle Atlantic Division | 11232
NY | New York | Oswego | Cold | Middle Atlantic Division | 11232
NY | New York | Otsego | Cold | Middle Atlantic Division | 11232
NY | New York | Putnam | Cold | Middle Atlantic Division | 11232
NY | New York | Queens | Mixed-Humid | Middle Atlantic Division | 11232
NY | New York | Rensselaer | Cold | Middle Atlantic Division | 11232
NY | New York | Richmond | Mixed-Humid | Middle Atlantic Division | 11232
NY | New York | Rockland | Cold | Middle Atlantic Division | 11232
NY | New York | Saratoga | Cold | Middle Atlantic Division | 11232
NY | New York | Schenectady | Cold | Middle Atlantic Division | 11232
NY | New York | Schoharie | Cold | Middle Atlantic Division | 11232
NY | New York | Schuyler | Cold | Middle Atlantic Division | 11232
NY | New York | Seneca | Cold | Middle Atlantic Division | 11232
NY | New York | St. Lawrence | Cold | Middle Atlantic Division | 11232
NY | New York | Steuben | Cold | Middle Atlantic Division | 11232
NY | New York | Suffolk | Mixed-Humid | Middle Atlantic Division | 11232
NY | New York | Sullivan | Cold | Middle Atlantic Division | 11232
NY | New York | Tioga | Cold | Middle Atlantic Division | 11232
NY | New York | Tompkins | Cold | Middle Atlantic Division | 11232
NY | New York | Ulster | Cold | Middle Atlantic Division | 11232
NY | New York | Warren | Cold | Middle Atlantic Division | 11232
NC | North Carolina | Mitchell | Cold | South Atlantic Division | 17981
NC | North Carolina | Montgomery | Mixed-Humid | South Atlantic Division | 17981
NC | North Carolina | Moore | Mixed-Humid | South Atlantic Division | 17981
NC | North Carolina | Nash | Mixed-Humid | South Atlantic Division | 17981
NC | North Carolina | New Hanover | Hot-Humid | South Atlantic Division | 17981
NC | North Carolina | Northampton | Mixed-Humid | South Atlantic Division | 17981
NC | North Carolina | Onslow | Hot-Humid | South Atlantic Division | 17981
NC | North Carolina | Orange | Mixed-Humid | South Atlantic Division | 17981
NC | North Carolina | Pamlico | Mixed-Humid | South Atlantic Division | 17981
NC | North Carolina | Pasquotank | Mixed-Humid | South Atlantic Division | 17981
NC | North Carolina | Pender | Hot-Humid | South Atlantic Division | 17981
NC | North Carolina | Perquimans | Mixed-Humid | South Atlantic Division | 17981
NC | North Carolina | Person | Mixed-Humid | South Atlantic Division | 17981
NC | North Carolina | Pitt | Mixed-Humid | South Atlantic Division | 17981
NC | North Carolina | Polk | Mixed-Humid | South Atlantic Division | 17981
NC | North Carolina | Randolph | Mixed-Humid | South Atlantic Division | 17981
NC | North Carolina | Richmond | Mixed-Humid | South Atlantic Division | 17981
NC | North Carolina | Robeson | Mixed-Humid | South Atlantic Division | 17981
NC | North Carolina | Rockingham | Mixed-Humid | South Atlantic Division | 17981
NC | North Carolina | Rowan | Mixed-Humid | South Atlantic Division | 17981
NC | North Carolina | Rutherford | Mixed-Humid | South Atlantic Division | 17981
NC | North Carolina | Sampson | Mixed-Humid | South Atlantic Division | 17981
NC | North Carolina | Scotland | Mixed-Humid | South Atlantic Division | 17981
NC | North Carolina | Stanly | Mixed-Humid | South Atlantic Division | 17981
NC | North Carolina | Stokes | Mixed-Humid | South Atlantic Division | 17981
NC | North Carolina | Surry | Mixed-Humid | South Atlantic Division | 17981
NC | North Carolina | Swain | Mixed-Humid | South Atlantic Division | 17981
NC | North Carolina | Transylvania | Mixed-Humid | South Atlantic Division | 17981
NC | North Carolina | Tyrrell | Mixed-Humid | South Atlantic Division | 17981
NC | North Carolina | Union | Mixed-Humid | South Atlantic Division | 17981
NC | North Carolina | Vance | Mixed-Humid | South Atlantic Division | 17981
NC | North Carolina | Wake | Mixed-Humid | South Atlantic Division | 17981
NC | North Carolina | Warren | Mixed-Humid | South Atlantic Division | 17981
NC | North Carolina | Washington | Mixed-Humid | South Atlantic Division | 17981
NC | North Carolina | Watauga | Cold | South Atlantic Division | 17981
NC | North Carolina | Wayne | Mixed-Humid | South Atlantic Division | 17981
NC | North Carolina | Wilkes | Mixed-Humid | South Atlantic Division | 17981
NC | North Carolina | Wilson | Mixed-Humid | South Atlantic Division | 17981
NC | North Carolina | Yadkin | Mixed-Humid | South Atlantic Division | 17981
NC | North Carolina | Yancey | Cold | South Atlantic Division | 17981
ND | North Dakota | Adams | Cold | West North Central Division | 6178
ND | North Dakota | Barnes | Very Cold | West North Central Division | 6178
ND | North Dakota | Benson | Very Cold | West North Central Division | 6178
ND | North Dakota | Billings | Cold | West North Central Division | 6178
ND | North Dakota | Bottineau | Very Cold | West North Central Division | 6178
ND | North Dakota | Bowman | Cold | West North Central Division | 6178
ND | North Dakota | Burke | Very Cold | West North Central Division | 6178
ND | North Dakota | Burleigh | Cold | West North Central Division | 6178
ND | North Dakota | Cass | Very Cold | West North Central Division | 6178
ND | North Dakota | Cavalier | Very Cold | West North Central Division | 6178
ND | North Dakota | Dickey | Cold | West North Central Division | 6178
ND | North Dakota | Divide | Very Cold | West North Central Division | 6178
ND | North Dakota | Dunn | Cold | West North Central Division | 6178
ND | North Dakota | Eddy | Very Cold | West North Central Division | 6178
ND | North Dakota | Emmons | Cold | West North Central Division | 6178
ND | North Dakota | Foster | Very Cold | West North Central Division | 6178
ND | North Dakota | Golden Valley | Cold | West North Central Division | 6178
ND | North Dakota | Grand Forks | Very Cold | West North Central Division | 6178
ND | North Dakota | Grant | Cold | West North Central Division | 6178
ND | North Dakota | Griggs | Very Cold | West North Central Division | 6178
ND | North Dakota | Hettinger | Cold | West North Central Division | 6178
ND | North Dakota | Kidder | Very Cold | West North Central Division | 6178
ND | North Dakota | LaMoure | Cold | West North Central Division | 6178
ND | North Dakota | Logan | Cold | West North Central Division | 6178
ND | North Dakota | McHenry | Very Cold | West North Central Division | 6178
OH | Ohio | Holmes | Cold | East North Central Division | 12742
OH | Ohio | Huron | Cold | East North Central Division | 12742
OH | Ohio | Jackson | Cold | East North Central Division | 12742
OH | Ohio | Jefferson | Cold | East North Central Division | 12742
OH | Ohio | Knox | Cold | East North Central Division | 12742
OH | Ohio | Lake | Cold | East North Central Division | 12742
OH | Ohio | Lawrence | Mixed-Humid | East North Central Division | 12742
OH | Ohio | Licking | Cold | East North Central Division | 12742
OH | Ohio | Logan | Cold | East North Central Division | 12742
OH | Ohio | Lorain | Cold | East North Central Division | 12742
OH | Ohio | Lucas | Cold | East North Central Division | 12742
OH | Ohio | Madison | Cold | East North Central Division | 12742
OH | Ohio | Mahoning | Cold | East North Central Division | 12742
OH | Ohio | Marion | Cold | East North Central Division | 12742
OH | Ohio | Medina | Cold | East North Central Division | 12742
OH | Ohio | Meigs | Cold | East North Central Division | 12742
OH | Ohio | Mercer | Cold | East North Central Division | 12742
OH | Ohio | Miami | Cold | East North Central Division | 12742
OH | Ohio | Monroe | Cold | East North Central Division | 12742
OH | Ohio | Montgomery | Cold | East North Central Division | 12742
OH | Ohio | Morgan | Cold | East North Central Division | 12742
OH | Ohio | Morrow | Cold | East North Central Division | 12742
OH | Ohio | Muskingum | Cold | East North Central Division | 12742
OH | Ohio | Noble | Cold | East North Central Division | 12742
OH | Ohio | Ottawa | Cold | East North Central Division | 12742
OH | Ohio | Paulding | Cold | East North Central Division | 12742
OH | Ohio | Perry | Cold | East North Central Division | 12742
OH | Ohio | Pickaway | Cold | East North Central Division | 12742
OH | Ohio | Pike | Mixed-Humid | East North Central Division | 12742
OH | Ohio | Portage | Cold | East North Central Division | 12742
OH | Ohio | Preble | Cold | East North Central Division | 12742
OH | Ohio | Putnam | Cold | East North Central Division | 12742
OH | Ohio | Richland | Cold | East North Central Division | 12742
OH | Ohio | Ross | Cold | East North Central Division | 12742
OH | Ohio | Sandusky | Cold | East North Central Division | 12742
OH | Ohio | Scioto | Mixed-Humid | East North Central Division | 12742
OH | Ohio | Seneca | Cold | East North Central Division | 12742
OH | Ohio | Shelby | Cold | East North Central Division | 12742
OH | Ohio | Stark | Cold | East North Central Division | 12742
OH | Ohio | Summit | Cold | East North Central Division | 12742
OH | Ohio | Trumbull | Cold | East North Central Division | 12742
OH | Ohio | Tuscarawas | Cold | East North Central Division | 12742
OH | Ohio | Union | Cold | East North Central Division | 12742
OH | Ohio | Van Wert | Cold | East North Central Division | 12742
OH | Ohio | Vinton | Cold | East North Central Division | 12742
OH | Ohio | Warren | Cold | East North Central Division | 12742
OH | Ohio | Washington | Mixed-Humid | East North Central Division | 12742
OH | Ohio | Wayne | Cold | East North Central Division | 12742
OH | Ohio | Williams | Cold | East North Central Division | 12742
OH | Ohio | Wood | Cold | East North Central Division | 12742
OH | Ohio | Wyandot | Cold | East North Central Division | 12742
OK | Oklahoma | Adair | Mixed-Humid | West South Central Division | 11394
OK | Oklahoma | Alfalfa | Mixed-Humid | West South Central Division | 11394
OK | Oklahoma | Atoka | Mixed-Humid | West South Central Division | 11394
OK | Oklahoma | Beaver | Mixed-Dry | West South Central Division | 11394
OK | Oklahoma | Beckham | Mixed-Humid | West South Central Division | 11394
OK | Oklahoma | Blaine | Mixed-Humid | West South Central Division | 11394
OK | Oklahoma | Bryan | Mixed-Humid | West South Central Division | 11394
OK | Oklahoma | Caddo | Mixed-Humid | West South Central Division | 11394
OK | Oklahoma | Canadian | Mixed-Humid | West South Central Division | 11394
OK | Oklahoma | Carter | Mixed-Humid | West South Central Division | 11394
OK | Oklahoma | Cherokee | Mixed-Humid | West South Central Division | 11394
OK | Oklahoma | Choctaw | Mixed-Humid | West South Central Division | 11394
OK | Oklahoma | Cimarron | Mixed-Dry | West South Central Division | 11394
OK | Oklahoma | Cleveland | Mixed-Humid | West South Central Division | 11394
OR | Oregon | Clackamas | Marine | Pacific Division | 13379
OR | Oregon | Clatsop | Marine | Pacific Division | 13379
OR | Oregon | Columbia | Marine | Pacific Division | 13379
OR | Oregon | Coos | Marine | Pacific Division | 13379
OR | Oregon | Crook | Cold | Pacific Division | 13379
OR | Oregon | Curry | Marine | Pacific Division | 13379
OR | Oregon | Deschutes | Cold | Pacific Division | 13379
OR | Oregon | Douglas | Marine | Pacific Division | 13379
OR | Oregon | Gilliam | Cold | Pacific Division | 13379
OR | Oregon | Grant | Cold | Pacific Division | 13379
OR | Oregon | Harney | Cold | Pacific Division | 13379
OR | Oregon | Hood River | Cold | Pacific Division | 13379
OR | Oregon | Jackson | Marine | Pacific Division | 13379
OR | Oregon | Jefferson | Cold | Pacific Division | 13379
OR | Oregon | Josephine | Marine | Pacific Division | 13379
OR | Oregon | Klamath | Cold | Pacific Division | 13379
OR | Oregon | Lake | Cold | Pacific Division | 13379
OR | Oregon | Lane | Marine | Pacific Division | 13379
OR | Oregon | Lincoln | Marine | Pacific Division | 13379
OR | Oregon | Linn | Marine | Pacific Division | 13379
OR | Oregon | Malheur | Cold | Pacific Division | 13379
OR | Oregon | Marion | Marine | Pacific Division | 13379
OR | Oregon | Morrow | Cold | Pacific Division | 13379
OR | Oregon | Multnomah | Marine | Pacific Division | 13379
OR | Oregon | Polk | Marine | Pacific Division | 13379
OR | Oregon | Sherman | Cold | Pacific Division | 13379
OR | Oregon | Tillamook | Marine | Pacific Division | 13379
OR | Oregon | Umatilla | Cold | Pacific Division | 13379
OR | Oregon | Union | Cold | Pacific Division | 13379
OR | Oregon | Wallowa | Cold | Pacific Division | 13379
OR | Oregon | Wasco | Cold | Pacific Division | 13379
OR | Oregon | Washington | Marine | Pacific Division | 13379
OR | Oregon | Wheeler | Cold | Pacific Division | 13379
OR | Oregon | Yamhill | Marine | Pacific Division | 13379
PA | Pennsylvania | Adams | Cold | Middle Atlantic Division | 11232
PA | Pennsylvania | Allegheny | Cold | Middle Atlantic Division | 11232
PA | Pennsylvania | Armstrong | Cold | Middle Atlantic Division | 11232
PA | Pennsylvania | Beaver | Cold | Middle Atlantic Division | 11232
PA | Pennsylvania | Bedford | Cold | Middle Atlantic Division | 11232
PA | Pennsylvania | Berks | Cold | Middle Atlantic Division | 11232
PA | Pennsylvania | Blair | Cold | Middle Atlantic Division | 11232
PA | Pennsylvania | Bradford | Cold | Middle Atlantic Division | 11232
PA | Pennsylvania | Bucks | Mixed-Humid | Middle Atlantic Division | 11232
PA | Pennsylvania | Butler | Cold | Middle Atlantic Division | 11232
PA | Pennsylvania | Cambria | Cold | Middle Atlantic Division | 11232
PA | Pennsylvania | Cameron | Cold | Middle Atlantic Division | 11232
PA | Pennsylvania | Carbon | Cold | Middle Atlantic Division | 11232
PA | Pennsylvania | Centre | Cold | Middle Atlantic Division | 11232
PA | Pennsylvania | Chester | Mixed-Humid | Middle Atlantic Division | 11232
PA | Pennsylvania | Clarion | Cold | Middle Atlantic Division | 11232
PA | Pennsylvania | Clearfield | Cold | Middle Atlantic Division | 11232
PA | Pennsylvania | Clinton | Cold | Middle Atlantic Division | 11232
PA | Pennsylvania | Columbia | Cold | Middle Atlantic Division | 11232
PA | Pennsylvania | Crawford | Cold | Middle Atlantic Division | 11232
PA | Pennsylvania | Cumberland | Cold | Middle Atlantic Division | 11232
PA | Pennsylvania | Dauphin | Cold | Middle Atlantic Division | 11232
PA | Pennsylvania | Delaware | Mixed-Humid | Middle Atlantic Division | 11232
PA | Pennsylvania | Elk | Cold | Middle Atlantic Division | 11232
PA | Pennsylvania | Erie | Cold | Middle Atlantic Division | 11232
PA | Pennsylvania | Fayette | Cold | Middle Atlantic Division | 11232
PA | Pennsylvania | Forest | Cold | Middle Atlantic Division | 11232
PA | Pennsylvania | Franklin | Cold | Middle Atlantic Division | 11232
PA | Pennsylvania | Fulton | Cold | Middle Atlantic Division | 11232
PA | Pennsylvania | Greene | Cold | Middle Atlantic Division | 11232
PA | Pennsylvania | Huntingdon | Cold | Middle Atlantic Division | 11232
SC | South Carolina | Hampton | Hot-Humid | South Atlantic Division | 17981
SC | South Carolina | Horry | Hot-Humid | South Atlantic Division | 17981
SC | South Carolina | Jasper | Hot-Humid | South Atlantic Division | 17981
SC | South Carolina | Kershaw | Mixed-Humid | South Atlantic Division | 17981
SC | South Carolina | Lancaster | Mixed-Humid | South Atlantic Division | 17981
SC | South Carolina | Laurens | Mixed-Humid | South Atlantic Division | 17981
SC | South Carolina | Lee | Mixed-Humid | South Atlantic Division | 17981
SC | South Carolina | Lexington | Mixed-Humid | South Atlantic Division | 17981
SC | South Carolina | Marion | Mixed-Humid | South Atlantic Division | 17981
SC | South Carolina | Marlboro | Mixed-Humid | South Atlantic Division | 17981
SC | South Carolina | McCormick | Mixed-Humid | South Atlantic Division | 17981
SC | South Carolina | Newberry | Mixed-Humid | South Atlantic Division | 17981
SC | South Carolina | Oconee | Mixed-Humid | South Atlantic Division | 17981
SC | South Carolina | Orangeburg | Mixed-Humid | South Atlantic Division | 17981
SC | South Carolina | Pickens | Mixed-Humid | South Atlantic Division | 17981
SC | South Carolina | Richland | Mixed-Humid | South Atlantic Division | 17981
SC | South Carolina | Saluda | Mixed-Humid | South Atlantic Division | 17981
SC | South Carolina | Spartanburg | Mixed-Humid | South Atlantic Division | 17981
SC | South Carolina | Sumter | Mixed-Humid | South Atlantic Division | 17981
SC | South Carolina | Union | Mixed-Humid | South Atlantic Division | 17981
SC | South Carolina | Williamsburg | Mixed-Humid | South Atlantic Division | 17981
SC | South Carolina | York | Mixed-Humid | South Atlantic Division | 17981
SD | South Dakota | Aurora | Cold | West North Central Division | 6178
SD | South Dakota | Beadle | Cold | West North Central Division | 6178
SD | South Dakota | Bennett | Cold | West North Central Division | 6178
SD | South Dakota | Bon Homme | Cold | West North Central Division | 6178
SD | South Dakota | Brookings | Cold | West North Central Division | 6178
SD | South Dakota | Brown | Cold | West North Central Division | 6178
SD | South Dakota | Brule | Cold | West North Central Division | 6178
SD | South Dakota | Buffalo | Cold | West North Central Division | 6178
SD | South Dakota | Butte | Cold | West North Central Division | 6178
SD | South Dakota | Campbell | Cold | West North Central Division | 6178
SD | South Dakota | Charles Mix | Cold | West North Central Division | 6178
SD | South Dakota | Clark | Cold | West North Central Division | 6178
SD | South Dakota | Clay | Cold | West North Central Division | 6178
SD | South Dakota | Codington | Cold | West North Central Division | 6178
SD | South Dakota | Corson | Cold | West North Central Division | 6178
SD | South Dakota | Custer | Cold | West North Central Division | 6178
SD | South Dakota | Davison | Cold | West North Central Division | 6178
SD | South Dakota | Day | Cold | West North Central Division | 6178
SD | South Dakota | Deuel | Cold | West North Central Division | 6178
SD | South Dakota | Dewey | Cold | West North Central Division | 6178
SD | South Dakota | Douglas | Cold | West North Central Division | 6178
SD | South Dakota | Edmunds | Cold | West North Central Division | 6178
SD | South Dakota | Fall River | Cold | West North Central Division | 6178
SD | South Dakota | Faulk | Cold | West North Central Division | 6178
SD | South Dakota | Grant | Cold | West North Central Division | 6178
SD | South Dakota | Gregory | Cold | West North Central Division | 6178
SD | South Dakota | Haakon | Cold | West North Central Division | 6178
SD | South Dakota | Hamlin | Cold | West North Central Division | 6178
SD | South Dakota | Hand | Cold | West North Central Division | 6178
SD | South Dakota | Hanson | Cold | West North Central Division | 6178
SD | South Dakota | Harding | Cold | West North Central Division | 6178
SD | South Dakota | Hughes | Cold | West North Central Division | 6178
SD | South Dakota | Hutchinson | Cold | West North Central Division | 6178
SD | South Dakota | Hyde | Cold | West North Central Division | 6178
SD | South Dakota | Jackson | Cold | West North Central Division | 6178
SD | South Dakota | Jerauld | Cold | West North Central Division | 6178
SD | South Dakota | Jones | Cold | West North Central Division | 6178
SD | South Dakota | Kingsbury | Cold | West North Central Division | 6178
SD | South Dakota | Lake | Cold | West North Central Division | 6178
SD | South Dakota | Lawrence | Cold | West North Central Division | 6178
SD | South Dakota | Lincoln | Cold | West North Central Division | 6178
SD | South Dakota | Lyman | Cold | West North Central Division | 6178
SD | South Dakota | Marshall | Cold | West North Central Division | 6178
TN | Tennessee | Humphreys | Mixed-Humid | East South Central Division | 4904
TN | Tennessee | Jackson | Mixed-Humid | East South Central Division | 4904
TN | Tennessee | Jefferson | Mixed-Humid | East South Central Division | 4904
TN | Tennessee | Johnson | Mixed-Humid | East South Central Division | 4904
TN | Tennessee | Knox | Mixed-Humid | East South Central Division | 4904
TN | Tennessee | Lake | Mixed-Humid | East South Central Division | 4904
TN | Tennessee | Lauderdale | Mixed-Humid | East South Central Division | 4904
TN | Tennessee | Lawrence | Mixed-Humid | East South Central Division | 4904
TN | Tennessee | Lewis | Mixed-Humid | East South Central Division | 4904
TN | Tennessee | Lincoln | Mixed-Humid | East South Central Division | 4904
TN | Tennessee | Loudon | Mixed-Humid | East South Central Division | 4904
TN | Tennessee | Macon | Mixed-Humid | East South Central Division | 4904
TN | Tennessee | Madison | Mixed-Humid | East South Central Division | 4904
TN | Tennessee | Marion | Mixed-Humid | East South Central Division | 4904
TN | Tennessee | Marshall | Mixed-Humid | East South Central Division | 4904
TN | Tennessee | Maury | Mixed-Humid | East South Central Division | 4904
TN | Tennessee | McMinn | Mixed-Humid | East South Central Division | 4904
TN | Tennessee | McNairy | Mixed-Humid | East South Central Division | 4904
TN | Tennessee | Meigs | Mixed-Humid | East South Central Division | 4904
TN | Tennessee | Monroe | Mixed-Humid | East South Central Division | 4904
TN | Tennessee | Montgomery | Mixed-Humid | East South Central Division | 4904
TN | Tennessee | Moore | Mixed-Humid | East South Central Division | 4904
TN | Tennessee | Morgan | Mixed-Humid | East South Central Division | 4904
TN | Tennessee | Obion | Mixed-Humid | East South Central Division | 4904
TN | Tennessee | Overton | Mixed-Humid | East South Central Division | 4904
TN | Tennessee | Perry | Mixed-Humid | East South Central Division | 4904
TN | Tennessee | Pickett | Mixed-Humid | East South Central Division | 4904
TN | Tennessee | Polk | Mixed-Humid | East South Central Division | 4904
TN | Tennessee | Putnam | Mixed-Humid | East South Central Division | 4904
TN | Tennessee | Rhea | Mixed-Humid | East South Central Division | 4904
TN | Tennessee | Roane | Mixed-Humid | East South Central Division | 4904
TN | Tennessee | Robertson | Mixed-Humid | East South Central Division | 4904
TN | Tennessee | Rutherford | Mixed-Humid | East South Central Division | 4904
TN | Tennessee | Scott | Mixed-Humid | East South Central Division | 4904
TN | Tennessee | Sequatchie | Mixed-Humid | East South Central Division | 4904
TN | Tennessee | Sevier | Mixed-Humid | East South Central Division | 4904
TN | Tennessee | Shelby | Mixed-Humid | East South Central Division | 4904
TN | Tennessee | Smith | Mixed-Humid | East South Central Division | 4904
TN | Tennessee | Stewart | Mixed-Humid | East South Central Division | 4904
TN | Tennessee | Sullivan | Mixed-Humid | East South Central Division | 4904
TN | Tennessee | Sumner | Mixed-Humid | East South Central Division | 4904
TN | Tennessee | Tipton | Mixed-Humid | East South Central Division | 4904
TN | Tennessee | Trousdale | Mixed-Humid | East South Central Division | 4904
TN | Tennessee | Unicoi | Mixed-Humid | East South Central Division | 4904
TN | Tennessee | Union | Mixed-Humid | East South Central Division | 4904
TN | Tennessee | Van Buren | Mixed-Humid | East South Central Division | 4904
TN | Tennessee | Warren | Mixed-Humid | East South Central Division | 4904
TN | Tennessee | Washington | Mixed-Humid | East South Central Division | 4904
TN | Tennessee | Wayne | Mixed-Humid | East South Central Division | 4904
TN | Tennessee | Weakley | Mixed-Humid | East South Central Division | 4904
TN | Tennessee | White | Mixed-Humid | East South Central Division | 4904
TN | Tennessee | Williamson | Mixed-Humid | East South Central Division | 4904
TN | Tennessee | Wilson | Mixed-Humid | East South Central Division | 4904
TX | Texas | Anderson | Hot-Humid | West South Central Division | 11394
TX | Texas | Andrews | Hot-Dry | West South Central Division | 11394
TX | Texas | Angelina | Hot-Humid | West South Central Division | 11394
TX | Texas | Aransas | Hot-Humid | West South Central Division | 11394
TX | Texas | Archer | Mixed-Humid | West South Central Division | 11394
TX | Texas | Armstrong | Mixed-Dry | West South Central Division | 11394
TX | Texas | Atascosa | Hot-Humid | West South Central Division | 11394
TX | Texas | Austin | Hot-Humid | West South Central Division | 11394
TX | Texas | Bailey | Mixed-Dry | West South Central Division | 11394
TX | Texas | Bandera | Hot-Humid | West South Central Division | 11394
TX | Texas | Bastrop | Hot-Humid | West South Central Division | 11394
TX | Texas | Baylor | Hot-Dry | West South Central Division | 11394
TX | Texas | Foard | Hot-Dry | West South Central Division | 11394
TX | Texas | Fort Bend | Hot-Humid | West South Central Division | 11394
TX | Texas | Franklin | Hot-Humid | West South Central Division | 11394
TX | Texas | Freestone | Hot-Humid | West South Central Division | 11394
TX | Texas | Frio | Hot-Humid | West South Central Division | 11394
TX | Texas | Gaines | Hot-Dry | West South Central Division | 11394
TX | Texas | Galveston | Hot-Humid | West South Central Division | 11394
TX | Texas | Garza | Hot-Dry | West South Central Division | 11394
TX | Texas | Gillespie | Hot-Humid | West South Central Division | 11394
TX | Texas | Glasscock | Hot-Dry | West South Central Division | 11394
TX | Texas | Goliad | Hot-Humid | West South Central Division | 11394
TX | Texas | Gonzales | Hot-Humid | West South Central Division | 11394
TX | Texas | Gray | Mixed-Dry | West South Central Division | 11394
TX | Texas | Grayson | Mixed-Humid | West South Central Division | 11394
TX | Texas | Gregg | Hot-Humid | West South Central Division | 11394
TX | Texas | Grimes | Hot-Humid | West South Central Division | 11394
TX | Texas | Guadalupe | Hot-Humid | West South Central Division | 11394
TX | Texas | Hale | Mixed-Dry | West South Central Division | 11394
TX | Texas | Hall | Hot-Dry | West South Central Division | 11394
TX | Texas | Hamilton | Hot-Humid | West South Central Division | 11394
TX | Texas | Hansford | Mixed-Dry | West South Central Division | 11394
TX | Texas | Hardeman | Hot-Dry | West South Central Division | 11394
TX | Texas | Hardin | Hot-Humid | West South Central Division | 11394
TX | Texas | Harris | Hot-Humid | West South Central Division | 11394
TX | Texas | Harrison | Hot-Humid | West South Central Division | 11394
TX | Texas | Hartley | Mixed-Dry | West South Central Division | 11394
TX | Texas | Haskell | Hot-Dry | West South Central Division | 11394
TX | Texas | Hays | Hot-Humid | West South Central Division | 11394
TX | Texas | Hemphill | Hot-Dry | West South Central Division | 11394
TX | Texas | Henderson | Hot-Humid | West South Central Division | 11394
TX | Texas | Hidalgo | Hot-Humid | West South Central Division | 11394
TX | Texas | Hill | Hot-Humid | West South Central Division | 11394
TX | Texas | Hockley | Mixed-Dry | West South Central Division | 11394
TX | Texas | Hood | Hot-Humid | West South Central Division | 11394
TX | Texas | Hopkins | Hot-Humid | West South Central Division | 11394
TX | Texas | Houston | Hot-Humid | West South Central Division | 11394
TX | Texas | Howard | Hot-Dry | West South Central Division | 11394
TX | Texas | Hudspeth | Hot-Dry | West South Central Division | 11394
TX | Texas | Hunt | Hot-Humid | West South Central Division | 11394
TX | Texas | Hutchinson | Mixed-Dry | West South Central Division | 11394
TX | Texas | Irion | Hot-Dry | West South Central Division | 11394
TX | Texas | Jack | Mixed-Humid | West South Central Division | 11394
TX | Texas | Jackson | Hot-Humid | West South Central Division | 11394
TX | Texas | Jasper | Hot-Humid | West South Central Division | 11394
TX | Texas | Jeff Davis | Hot-Dry | West South Central Division | 11394
TX | Texas | Jefferson | Hot-Humid | West South Central Division | 11394
TX | Texas | Jim Hogg | Hot-Humid | West South Central Division | 11394
TX | Texas | Jim Wells | Hot-Humid | West South Central Division | 11394
TX | Texas | Johnson | Hot-Humid | West South Central Division | 11394
TX | Texas | Jones | Hot-Dry | West South Central Division | 11394
TX | Texas | Karnes | Hot-Humid | West South Central Division | 11394
TX | Texas | Kaufman | Hot-Humid | West South Central Division | 11394
TX | Texas | Kendall | Hot-Humid | West South Central Division | 11394
TX | Texas | Kenedy | Hot-Humid | West South Central Division | 11394
TX | Texas | Kent | Hot-Dry | West South Central Division | 11394
TX | Texas | Kerr | Hot-Dry | West South Central Division | 11394
TX | Texas | Kimble | Hot-Dry | West South Central Division | 11394
TX | Texas | King | Hot-Dry | West South Central Division | 11394
TX | Texas | Kinney | Hot-Humid | West South Central Division | 11394
TX | Texas | Kleberg | Hot-Humid | West South Central Division | 11394
TX | Texas | Knox | Hot-Dry | West South Central Division | 11394
TX | Texas | La Salle | Hot-Humid | West South Central Division | 11394
TX | Texas | Lamar | Hot-Humid | West South Central Division | 11394
TX | Texas | Lamb | Mixed-Dry | West South Central Division | 11394
TX | Texas | Lampasas | Hot-Humid | West South Central Division | 11394
TX | Texas | Scurry | Hot-Dry | West South Central Division | 11394
TX | Texas | Shackelford | Hot-Dry | West South Central Division | 11394
TX | Texas | Shelby | Hot-Humid | West South Central Division | 11394
TX | Texas | Sherman | Mixed-Dry | West South Central Division | 11394
TX | Texas | Smith | Hot-Humid | West South Central Division | 11394
TX | Texas | Somervell | Hot-Humid | West South Central Division | 11394
TX | Texas | Starr | Hot-Humid | West South Central Division | 11394
TX | Texas | Stephens | Mixed-Humid | West South Central Division | 11394
TX | Texas | Sterling | Hot-Dry | West South Central Division | 11394
TX | Texas | Stonewall | Hot-Dry | West South Central Division | 11394
TX | Texas | Sutton | Hot-Dry | West South Central Division | 11394
TX | Texas | Swisher | Mixed-Dry | West South Central Division | 11394
TX | Texas | Tarrant | Hot-Humid | West South Central Division | 11394
TX | Texas | Taylor | Hot-Dry | West South Central Division | 11394
TX | Texas | Terrell | Hot-Dry | West South Central Division | 11394
TX | Texas | Terry | Hot-Dry | West South Central Division | 11394
TX | Texas | Throckmorton | Hot-Dry | West South Central Division | 11394
TX | Texas | Titus | Hot-Humid | West South Central Division | 11394
TX | Texas | Tom Green | Hot-Dry | West South Central Division | 11394
TX | Texas | Travis | Hot-Humid | West South Central Division | 11394
TX | Texas | Trinity | Hot-Humid | West South Central Division | 11394
TX | Texas | Tyler | Hot-Humid | West South Central Division | 11394
TX | Texas | Upshur | Hot-Humid | West South Central Division | 11394
TX | Texas | Upton | Hot-Dry | West South Central Division | 11394
TX | Texas | Uvalde | Hot-Humid | West South Central Division | 11394
TX | Texas | Val Verde | Hot-Humid | West South Central Division | 11394
TX | Texas | Van Zandt | Hot-Humid | West South Central Division | 11394
TX | Texas | Victoria | Hot-Humid | West South Central Division | 11394
TX | Texas | Walker | Hot-Humid | West South Central Division | 11394
TX | Texas | Waller | Hot-Humid | West South Central Division | 11394
TX | Texas | Ward | Hot-Dry | West South Central Division | 11394
TX | Texas | Washington | Hot-Humid | West South Central Division | 11394
TX | Texas | Webb | Hot-Humid | West South Central Division | 11394
TX | Texas | Wharton | Hot-Humid | West South Central Division | 11394
TX | Texas | Wheeler | Hot-Dry | West South Central Division | 11394
TX | Texas | Wichita | Mixed-Humid | West South Central Division | 11394
TX | Texas | Wilbarger | Hot-Dry | West South Central Division | 11394
TX | Texas | Willacy | Hot-Humid | West South Central Division | 11394
TX | Texas | Williamson | Hot-Humid | West South Central Division | 11394
TX | Texas | Wilson | Hot-Humid | West South Central Division | 11394
TX | Texas | Winkler | Hot-Dry | West South Central Division | 11394
TX | Texas | Wise | Mixed-Humid | West South Central Division | 11394
TX | Texas | Wood | Hot-Humid | West South Central Division | 11394
TX | Texas | Yoakum | Mixed-Dry | West South Central Division | 11394
TX | Texas | Young | Mixed-Humid | West South Central Division | 11394
TX | Texas | Zapata | Hot-Humid | West South Central Division | 11394
TX | Texas | Zavala | Hot-Humid | West South Central Division | 11394
UT | Utah | Beaver | Cold | Mountain Division | 4981
UT | Utah | Box Elder | Cold | Mountain Division | 4981
UT | Utah | Cache | Cold | Mountain Division | 4981
UT | Utah | Carbon | Cold | Mountain Division | 4981
UT | Utah | Daggett | Cold | Mountain Division | 4981
UT | Utah | Davis | Cold | Mountain Division | 4981
UT | Utah | Duchesne | Cold | Mountain Division | 4981
UT | Utah | Emery | Cold | Mountain Division | 4981
UT | Utah | Garfield | Cold | Mountain Division | 4981
UT | Utah | Grand | Cold | Mountain Division | 4981
UT | Utah | Iron | Cold | Mountain Division | 4981
UT | Utah | Juab | Cold | Mountain Division | 4981
UT | Utah | Kane | Cold | Mountain Division | 4981
UT | Utah | Millard | Cold | Mountain Division | 4981
UT | Utah | Morgan | Cold | Mountain Division | 4981
UT | Utah | Piute | Cold | Mountain Division | 4981
UT | Utah | Rich | Cold | Mountain Division | 4981
UT | Utah | Salt Lake | Cold | Mountain Division | 4981
VA | Virginia | Fairfax (city) | Mixed-Humid | South Atlantic Division | 17981
VA | Virginia | Falls Church (city) | Mixed-Humid | South Atlantic Division | 17981
VA | Virginia | Fauquier | Mixed-Humid | South Atlantic Division | 17981
VA | Virginia | Floyd | Mixed-Humid | South Atlantic Division | 17981
VA | Virginia | Fluvanna | Mixed-Humid | South Atlantic Division | 17981
VA | Virginia | Franklin | Mixed-Humid | South Atlantic Division | 17981
VA | Virginia | Franklin (city) | Mixed-Humid | South Atlantic Division | 17981
VA | Virginia | Frederick | Mixed-Humid | South Atlantic Division | 17981
VA | Virginia | Fredericksburg (city) | Mixed-Humid | South Atlantic Division | 17981
VA | Virginia | Galax (city) | Mixed-Humid | South Atlantic Division | 17981
VA | Virginia | Giles | Mixed-Humid | South Atlantic Division | 17981
VA | Virginia | Gloucester | Mixed-Humid | South Atlantic Division | 17981
VA | Virginia | Goochland | Mixed-Humid | South Atlantic Division | 17981
VA | Virginia | Grayson | Mixed-Humid | South Atlantic Division | 17981
VA | Virginia | Greene | Mixed-Humid | South Atlantic Division | 17981
VA | Virginia | Greensville | Mixed-Humid | South Atlantic Division | 17981
VA | Virginia | Halifax | Mixed-Humid | South Atlantic Division | 17981
VA | Virginia | Hampton (city) | Mixed-Humid | South Atlantic Division | 17981
VA | Virginia | Hanover | Mixed-Humid | South Atlantic Division | 17981
VA | Virginia | Harrisonburg (city) | Mixed-Humid | South Atlantic Division | 17981
VA | Virginia | Henrico | Mixed-Humid | South Atlantic Division | 17981
VA | Virginia | Henry | Mixed-Humid | South Atlantic Division | 17981
VA | Virginia | Highland | Mixed-Humid | South Atlantic Division | 17981
VA | Virginia | Hopewell (city) | Mixed-Humid | South Atlantic Division | 17981
VA | Virginia | Isle of Wight | Mixed-Humid | South Atlantic Division | 17981
VA | Virginia | James City | Mixed-Humid | South Atlantic Division | 17981
VA | Virginia | King and Queen | Mixed-Humid | South Atlantic Division | 17981
VA | Virginia | King George | Mixed-Humid | South Atlantic Division | 17981
VA | Virginia | King William | Mixed-Humid | South Atlantic Division | 17981
VA | Virginia | Lancaster | Mixed-Humid | South Atlantic Division | 17981
VA | Virginia | Lee | Mixed-Humid | South Atlantic Division | 17981
VA | Virginia | Lexington (city) | Mixed-Humid | South Atlantic Division | 17981
VA | Virginia | Loudoun | Mixed-Humid | South Atlantic Division | 17981
VA | Virginia | Louisa | Mixed-Humid | South Atlantic Division | 17981
VA | Virginia | Lunenburg | Mixed-Humid | South Atlantic Division | 17981
VA | Virginia | Lynchburg (city) | Mixed-Humid | South Atlantic Division | 17981
VA | Virginia | Madison | Mixed-Humid | South Atlantic Division | 17981
VA | Virginia | Manassas (city) | Mixed-Humid | South Atlantic Division | 17981
VA | Virginia | Manassas Park (city) | Mixed-Humid | South Atlantic Division | 17981
VA | Virginia | Martinsville (city) | Mixed-Humid | South Atlantic Division | 17981
VA | Virginia | Mathews | Mixed-Humid | South Atlantic Division | 17981
VA | Virginia | Mecklenburg | Mixed-Humid | South Atlantic Division | 17981
VA | Virginia | Middlesex | Mixed-Humid | South Atlantic Division | 17981
VA | Virginia | Montgomery | Mixed-Humid | South Atlantic Division | 17981
VA | Virginia | Nelson | Mixed-Humid | South Atlantic Division | 17981
VA | Virginia | New Kent | Mixed-Humid | South Atlantic Division | 17981
VA | Virginia | Newport News (city) | Mixed-Humid | South Atlantic Division | 17981
VA | Virginia | Norfolk (city) | Mixed-Humid | South Atlantic Division | 17981
VA | Virginia | Northampton | Mixed-Humid | South Atlantic Division | 17981
VA | Virginia | Northumberland | Mixed-Humid | South Atlantic Division | 17981
VA | Virginia | Norton (city) | Mixed-Humid | South Atlantic Division | 17981
VA | Virginia | Nottoway | Mixed-Humid | South Atlantic Division | 17981
VA | Virginia | Orange | Mixed-Humid | South Atlantic Division | 17981
VA | Virginia | Page | Mixed-Humid | South Atlantic Division | 17981
VA | Virginia | Patrick | Mixed-Humid | South Atlantic Division | 17981
VA | Virginia | Petersburg (city) | Mixed-Humid | South Atlantic Division | 17981
VA | Virginia | Pittsylvania | Mixed-Humid | South Atlantic Division | 17981
VA | Virginia | Poquoson (city) | Mixed-Humid | South Atlantic Division | 17981
VA | Virginia | Portsmouth (city) | Mixed-Humid | South Atlantic Division | 17981
VA | Virginia | Powhatan | Mixed-Humid | South Atlantic Division | 17981
VA | Virginia | Prince Edward | Mixed-Humid | South Atlantic Division | 17981
VA | Virginia | Prince George | Mixed-Humid | South Atlantic Division | 17981
VA | Virginia | Prince William | Mixed-Humid | South Atlantic Division | 17981
VA | Virginia | Pulaski | Mixed-Humid | South Atlantic Division | 17981
VA | Virginia | Radford (city) | Mixed-Humid | South Atlantic Division | 17981
WA | Washington | Walla Walla | Cold | Pacific Division | 13379
WA | Washington | Whatcom | Marine | Pacific Division | 13379
WA | Washington | Whitman | Cold | Pacific Division | 13379
WA | Washington | Yakima | Cold | Pacific Division | 13379
WV | West Virginia | Barbour | Cold | South Atlantic Division | 17981
WV | West Virginia | Berkeley | Mixed-Humid | South Atlantic Division | 17981
WV | West Virginia | Boone | Mixed-Humid | South Atlantic Division | 17981
WV | West Virginia | Braxton | Mixed-Humid | South Atlantic Division | 17981
WV | West Virginia | Brooke | Cold | South Atlantic Division | 17981
WV | West Virginia | Cabell | Mixed-Humid | South Atlantic Division | 17981
WV | West Virginia | Calhoun | Mixed-Humid | South Atlantic Division | 17981
WV | West Virginia | Clay | Mixed-Humid | South Atlantic Division | 17981
WV | West Virginia | Doddridge | Cold | South Atlantic Division | 17981
WV | West Virginia | Fayette | Cold | South Atlantic Division | 17981
WV | West Virginia | Gilmer | Mixed-Humid | South Atlantic Division | 17981
WV | West Virginia | Grant | Cold | South Atlantic Division | 17981
WV | West Virginia | Greenbrier | Cold | South Atlantic Division | 17981
WV | West Virginia | Hampshire | Cold | South Atlantic Division | 17981
WV | West Virginia | Hancock | Cold | South Atlantic Division | 17981
WV | West Virginia | Hardy | Cold | South Atlantic Division | 17981
WV | West Virginia | Harrison | Cold | South Atlantic Division | 17981
WV | West Virginia | Jackson | Mixed-Humid | South Atlantic Division | 17981
WV | West Virginia | Jefferson | Mixed-Humid | South Atlantic Division | 17981
WV | West Virginia | Kanawha | Mixed-Humid | South Atlantic Division | 17981
WV | West Virginia | Lewis | Cold | South Atlantic Division | 17981
WV | West Virginia | Lincoln | Mixed-Humid | South Atlantic Division | 17981
WV | West Virginia | Logan | Mixed-Humid | South Atlantic Division | 17981
WV | West Virginia | Marion | Cold | South Atlantic Division | 17981
WV | West Virginia | Marshall | Cold | South Atlantic Division | 17981
WV | West Virginia | Mason | Mixed-Humid | South Atlantic Division | 17981
WV | West Virginia | McDowell | Mixed-Humid | South Atlantic Division | 17981
WV | West Virginia | Mercer | Mixed-Humid | South Atlantic Division | 17981
WV | West Virginia | Mineral | Cold | South Atlantic Division | 17981
WV | West Virginia | Mingo | Mixed-Humid | South Atlantic Division | 17981
WV | West Virginia | Monongalia | Cold | South Atlantic Division | 17981
WV | West Virginia | Monroe | Mixed-Humid | South Atlantic Division | 17981
WV | West Virginia | Morgan | Mixed-Humid | South Atlantic Division | 17981
WV | West Virginia | Nicholas | Cold | South Atlantic Division | 17981
WV | West Virginia | Ohio | Cold | South Atlantic Division | 17981
WV | West Virginia | Pendleton | Cold | South Atlantic Division | 17981
WV | West Virginia | Pleasants | Mixed-Humid | South Atlantic Division | 17981
WV | West Virginia | Pocahontas | Cold | South Atlantic Division | 17981
WV | West Virginia | Preston | Cold | South Atlantic Division | 17981
WV | West Virginia | Putnam | Mixed-Humid | South Atlantic Division | 17981
WV | West Virginia | Raleigh | Cold | South Atlantic Division | 17981
WV | West Virginia | Randolph | Cold | South Atlantic Division | 17981
WV | West Virginia | Ritchie | Mixed-Humid | South Atlantic Division | 17981
WV | West Virginia | Roane | Mixed-Humid | South Atlantic Division | 17981
WV | West Virginia | Summers | Cold | South Atlantic Division | 17981
WV | West Virginia | Taylor | Cold | South Atlantic Division | 17981
WV | West Virginia | Tucker | Cold | South Atlantic Division | 17981
WV | West Virginia | Tyler | Mixed-Humid | South Atlantic Division | 17981
WV | West Virginia | Upshur | Cold | South Atlantic Division | 17981
WV | West Virginia | Wayne | Mixed-Humid | South Atlantic Division | 17981
WV | West Virginia | Webster | Cold | South Atlantic Division | 17981
WV | West Virginia | Wetzel | Cold | South Atlantic Division | 17981
WV | West Virginia | Wirt | Mixed-Humid | South Atlantic Division | 17981
WV | West Virginia | Wood | Mixed-Humid | South Atlantic Division | 17981
WV | West Virginia | Wyoming | Mixed-Humid | South Atlantic Division | 17981
WI | Wisconsin | Adams | Cold | East North Central Division | 12742
WI | Wisconsin | Ashland | Very Cold | East North Central Division | 12742
WI | Wisconsin | Barron | Cold | East North Central Division | 12742
WI | Wisconsin | Bayfield | Very Cold | East North Central Division | 12742
WI | Wisconsin | Brown | Cold | East North Central Division | 12742
WI | Wisconsin | Buffalo | Cold | East North Central Division | 12742
WI | Wisconsin | Wood | Cold | East North Central Division | 12742
WY | Wyoming | Albany | Cold | Mountain Division | 4981
WY | Wyoming | Big Horn | Cold | Mountain Division | 4981
WY | Wyoming | Campbell | Cold | Mountain Division | 4981
WY | Wyoming | Carbon | Cold | Mountain Division | 4981
WY | Wyoming | Converse | Cold | Mountain Division | 4981
WY | Wyoming | Crook | Cold | Mountain Division | 4981
WY | Wyoming | Fremont | Cold | Mountain Division | 4981
WY | Wyoming | Goshen | Cold | Mountain Division | 4981
WY | Wyoming | Hot Springs | Cold | Mountain Division | 4981
WY | Wyoming | Johnson | Cold | Mountain Division | 4981
WY | Wyoming | Laramie | Cold | Mountain Division | 4981
WY | Wyoming | Lincoln | Very Cold | Mountain Division | 4981
WY | Wyoming | Natrona | Cold | Mountain Division | 4981
WY | Wyoming | Niobrara | Cold | Mountain Division | 4981
WY | Wyoming | Park | Cold | Mountain Division | 4981
WY | Wyoming | Platte | Cold | Mountain Division | 4981
WY | Wyoming | Sheridan | Cold | Mountain Division | 4981
WY | Wyoming | Sublette | Very Cold | Mountain Division | 4981
WY | Wyoming | Sweetwater | Cold | Mountain Division | 4981
WY | Wyoming | Teton | Very Cold | Mountain Division | 4981
WY | Wyoming | Uinta | Cold | Mountain Division | 4981
WY | Wyoming | Washakie | Cold | Mountain Division | 4981
WY | Wyoming | Weston | Cold | Mountain Division | 4981
AL | Alabama | Wilcox | Hot-Humid | East South Central Division | 4904
AL | Alabama | Winston | Mixed-Humid | East South Central Division | 4904
AK | Alaska | Aleutians East | Very Cold | Pacific Division | 13379
AK | Alaska | Aleutians West (CA) | Very Cold | Pacific Division | 13379
AK | Alaska | Anchorage | Very Cold | Pacific Division | 13379
AK | Alaska | Bethel (CA) | Subarctic | Pacific Division | 13379
AK | Alaska | Bristol Bay | Very Cold | Pacific Division | 13379
AK | Alaska | Denali | Very Cold | Pacific Division | 13379
AK | Alaska | Dillingham (CA) | Subarctic | Pacific Division | 13379
AK | Alaska | Fairbanks North Star | Subarctic | Pacific Division | 13379
AK | Alaska | Haines | Very Cold | Pacific Division | 13379
AK | Alaska | Juneau | Very Cold | Pacific Division | 13379
AK | Alaska | Kenai Peninsula | Very Cold | Pacific Division | 13379
AK | Alaska | Ketchikan Gateway | Very Cold | Pacific Division | 13379
AK | Alaska | Kodiak Island | Very Cold | Pacific Division | 13379
AK | Alaska | Lake and Peninsula | Very Cold | Pacific Division | 13379
AK | Alaska | Matanuska-Susitna | Very Cold | Pacific Division | 13379
AK | Alaska | Nome (CA) | Subarctic | Pacific Division | 13379
AK | Alaska | North Slope | Subarctic | Pacific Division | 13379
AK | Alaska | Northwest Arctic | Subarctic | Pacific Division | 13379
AK | Alaska | Sitka | Very Cold | Pacific Division | 13379
AK | Alaska | Skagway-Hoonah-Angoon (CA) | Very Cold | Pacific Division | 13379
AK | Alaska | Southeast Fairbanks (CA) | Subarctic | Pacific Division | 13379
AK | Alaska | Valdez-Cordova (CA) | Very Cold | Pacific Division | 13379
AK | Alaska | Wade Hampton (CA) | Subarctic | Pacific Division | 13379
AK | Alaska | Wrangell-Petersburg (CA) | Very Cold | Pacific Division | 13379
AK | Alaska | Yakutat | Very Cold | Pacific Division | 13379
AK | Alaska | Yukon-Koyukuk (CA) | Subarctic | Pacific Division | 13379
AZ | Arizona | Apache | Cold | Mountain Division | 4981
AZ | Arizona | Cochise | Hot-Dry | Mountain Division | 4981
AZ | Arizona | Coconino | Cold | Mountain Division | 4981
AZ | Arizona | Gila | Mixed-Dry | Mountain Division | 4981
AZ | Arizona | Graham | Hot-Dry | Mountain Division | 4981
AZ | Arizona | Greenlee | Hot-Dry | Mountain Division | 4981
AZ | Arizona | La Paz | Hot-Dry | Mountain Division | 4981
AZ | Arizona | Maricopa | Hot-Dry | Mountain Division | 4981
AZ | Arizona | Mohave | Hot-Dry | Mountain Division | 4981
AZ | Arizona | Navajo | Cold | Mountain Division | 4981
AZ | Arizona | Pima | Hot-Dry | Mountain Division | 4981
AZ | Arizona | Pinal | Hot-Dry | Mountain Division | 4981
AZ | Arizona | Santa Cruz | Hot-Dry | Mountain Division | 4981
AZ | Arizona | Yavapai | Mixed-Dry | Mountain Division | 4981
AZ | Arizona | Yuma | Hot-Dry | Mountain Division | 4981
AR | Arkansas | Arkansas | Mixed-Humid | West South Central Division | 11394
AR | Arkansas | Ashley | Mixed-Humid | West South Central Division | 11394
AR | Arkansas | Baxter | Mixed-Humid | West South Central Division | 11394
AR | Arkansas | Benton | Mixed-Humid | West South Central Division | 11394
AR | Arkansas | Boone | Mixed-Humid | West South Central Division | 11394
AR | Arkansas | Bradley | Mixed-Humid | West South Central Division | 11394
AR | Arkansas | Calhoun | Mixed-Humid | West South Central Division | 11394
AR | Arkansas | Carroll | Mixed-Humid | West South Central Division | 11394
AR | Arkansas | Chicot | Mixed-Humid | West South Central Division | 11394
AR | Arkansas | Clark | Mixed-Humid | West South Central Division | 11394
AR | Arkansas | Clay | Mixed-Humid | West South Central Division | 11394
AR | Arkansas | Cleburne | Mixed-Humid | West South Central Division | 11394
AR | Arkansas | Cleveland | Mixed-Humid | West South Central Division | 11394
AR | Arkansas | Columbia | Hot-Humid | West South Central Division | 11394
AR | Arkansas | Conway | Mixed-Humid | West South Central Division | 11394
AR | Arkansas | Craighead | Mixed-Humid | West South Central Division | 11394
AR | Arkansas | Crawford | Mixed-Humid | West South Central Division | 11394
AR | Arkansas | Crittenden | Mixed-Humid | West South Central Division | 11394
AR | Arkansas | Cross | Mixed-Humid | West South Central Division | 11394
AR | Arkansas | Dallas | Mixed-Humid | West South Central Division | 11394
CA | California | Glenn | Hot-Dry | Pacific Division | 13379
CA | California | Humboldt | Marine | Pacific Division | 13379
CA | California | Imperial | Hot-Dry | Pacific Division | 13379
CA | California | Inyo | Mixed-Dry | Pacific Division | 13379
CA | California | Kern | Hot-Dry | Pacific Division | 13379
CA | California | Kings | Hot-Dry | Pacific Division | 13379
CA | California | Lake | Mixed-Dry | Pacific Division | 13379
CA | California | Lassen | Cold | Pacific Division | 13379
CA | California | Los Angeles | Hot-Dry | Pacific Division | 13379
CA | California | Madera | Hot-Dry | Pacific Division | 13379
CA | California | Marin | Marine | Pacific Division | 13379
CA | California | Mariposa | Mixed-Dry | Pacific Division | 13379
CA | California | Mendocino | Marine | Pacific Division | 13379
CA | California | Merced | Hot-Dry | Pacific Division | 13379
CA | California | Modoc | Cold | Pacific Division | 13379
CA | California | Mono | Cold | Pacific Division | 13379
CA | California | Monterey | Marine | Pacific Division | 13379
CA | California | Napa | Marine | Pacific Division | 13379
CA | California | Nevada | Cold | Pacific Division | 13379
CA | California | Orange | Hot-Dry | Pacific Division | 13379
CA | California | Placer | Hot-Dry | Pacific Division | 13379
CA | California | Plumas | Cold | Pacific Division | 13379
CA | California | Riverside | Hot-Dry | Pacific Division | 13379
CA | California | Sacramento | Hot-Dry | Pacific Division | 13379
CA | California | San Benito | Marine | Pacific Division | 13379
CA | California | San Bernardino | Hot-Dry | Pacific Division | 13379
CA | California | San Diego | Hot-Dry | Pacific Division | 13379
CA | California | San Francisco | Marine | Pacific Division | 13379
CA | California | San Joaquin | Hot-Dry | Pacific Division | 13379
CA | California | San Luis Obispo | Marine | Pacific Division | 13379
CA | California | San Mateo | Marine | Pacific Division | 13379
CA | California | Santa Barbara | Marine | Pacific Division | 13379
CA | California | Santa Clara | Marine | Pacific Division | 13379
CA | California | Santa Cruz | Marine | Pacific Division | 13379
CA | California | Shasta | Hot-Dry | Pacific Division | 13379
CA | California | Sierra | Cold | Pacific Division | 13379
CA | California | Siskiyou | Cold | Pacific Division | 13379
CA | California | Solano | Hot-Dry | Pacific Division | 13379
CA | California | Sonoma | Marine | Pacific Division | 13379
CA | California | Stanislaus | Hot-Dry | Pacific Division | 13379
CA | California | Sutter | Hot-Dry | Pacific Division | 13379
CA | California | Tehama | Hot-Dry | Pacific Division | 13379
CA | California | Trinity | Mixed-Dry | Pacific Division | 13379
CA | California | Tulare | Hot-Dry | Pacific Division | 13379
CA | California | Tuolumne | Mixed-Dry | Pacific Division | 13379
CA | California | Ventura | Marine | Pacific Division | 13379
CA | California | Yolo | Hot-Dry | Pacific Division | 13379
CA | California | Yuba | Hot-Dry | Pacific Division | 13379
CO | Colorado | Adams | Cold | Mountain Division | 4981
CO | Colorado | Alamosa | Cold | Mountain Division | 4981
CO | Colorado | Arapahoe | Cold | Mountain Division | 4981
CO | Colorado | Archuleta | Cold | Mountain Division | 4981
CO | Colorado | Baca | Mixed-Dry | Mountain Division | 4981
CO | Colorado | Bent | Cold | Mountain Division | 4981
CO | Colorado | Boulder | Cold | Mountain Division | 4981
CO | Colorado | Broomfield | Cold | Mountain Division | 4981
CO | Colorado | Chaffee | Cold | Mountain Division | 4981
CO | Colorado | Cheyenne | Cold | Mountain Division | 4981
CO | Colorado | Clear Creek | Very Cold | Mountain Division | 4981
CO | Colorado | Conejos | Cold | Mountain Division | 4981
CO | Colorado | Costilla | Cold | Mountain Division | 4981
CO | Colorado | Crowley | Cold | Mountain Division | 4981
CO | Colorado | Custer | Cold | Mountain Division | 4981
CO | Colorado | Delta | Cold | Mountain Division | 4981
CO | Colorado | Denver | Cold | Mountain Division | 4981
FL | Florida | Broward | Hot-Humid | South Atlantic Division | 17981
FL | Florida | Calhoun | Hot-Humid | South Atlantic Division | 17981
FL | Florida | Charlotte | Hot-Humid | South Atlantic Division | 17981
FL | Florida | Citrus | Hot-Humid | South Atlantic Division | 17981
FL | Florida | Clay | Hot-Humid | South Atlantic Division | 17981
FL | Florida | Collier | Hot-Humid | South Atlantic Division | 17981
FL | Florida | Columbia | Hot-Humid | South Atlantic Division | 17981
FL | Florida | DeSoto | Hot-Humid | South Atlantic Division | 17981
FL | Florida | Dixie | Hot-Humid | South Atlantic Division | 17981
FL | Florida | Duval | Hot-Humid | South Atlantic Division | 17981
FL | Florida | Escambia | Hot-Humid | South Atlantic Division | 17981
FL | Florida | Flagler | Hot-Humid | South Atlantic Division | 17981
FL | Florida | Franklin | Hot-Humid | South Atlantic Division | 17981
FL | Florida | Gadsden | Hot-Humid | South Atlantic Division | 17981
FL | Florida | Gilchrist | Hot-Humid | South Atlantic Division | 17981
FL | Florida | Glades | Hot-Humid | South Atlantic Division | 17981
FL | Florida | Gulf | Hot-Humid | South Atlantic Division | 17981
FL | Florida | Hamilton | Hot-Humid | South Atlantic Division | 17981
FL | Florida | Hardee | Hot-Humid | South Atlantic Division | 17981
FL | Florida | Hendry | Hot-Humid | South Atlantic Division | 17981
FL | Florida | Hernando | Hot-Humid | South Atlantic Division | 17981
FL | Florida | Highlands | Hot-Humid | South Atlantic Division | 17981
FL | Florida | Hillsborough | Hot-Humid | South Atlantic Division | 17981
FL | Florida | Holmes | Hot-Humid | South Atlantic Division | 17981
FL | Florida | Indian River | Hot-Humid | South Atlantic Division | 17981
FL | Florida | Jackson | Hot-Humid | South Atlantic Division | 17981
FL | Florida | Jefferson | Hot-Humid | South Atlantic Division | 17981
FL | Florida | Lafayette | Hot-Humid | South Atlantic Division | 17981
FL | Florida | Lake | Hot-Humid | South Atlantic Division | 17981
FL | Florida | Lee | Hot-Humid | South Atlantic Division | 17981
FL | Florida | Leon | Hot-Humid | South Atlantic Division | 17981
FL | Florida | Levy | Hot-Humid | South Atlantic Division | 17981
FL | Florida | Liberty | Hot-Humid | South Atlantic Division | 17981
FL | Florida | Madison | Hot-Humid | South Atlantic Division | 17981
FL | Florida | Manatee | Hot-Humid | South Atlantic Division | 17981
FL | Florida | Marion | Hot-Humid | South Atlantic Division | 17981
FL | Florida | Martin | Hot-Humid | South Atlantic Division | 17981
FL | Florida | Miami-Dade | Hot-Humid | South Atlantic Division | 17981
FL | Florida | Monroe | Hot-Humid | South Atlantic Division | 17981
FL | Florida | Nassau | Hot-Humid | South Atlantic Division | 17981
FL | Florida | Okaloosa | Hot-Humid | South Atlantic Division | 17981
FL | Florida | Okeechobee | Hot-Humid | South Atlantic Division | 17981
FL | Florida | Orange | Hot-Humid | South Atlantic Division | 17981
FL | Florida | Osceola | Hot-Humid | South Atlantic Division | 17981
FL | Florida | Palm Beach | Hot-Humid | South Atlantic Division | 17981
FL | Florida | Pasco | Hot-Humid | South Atlantic Division | 17981
FL | Florida | Pinellas | Hot-Humid | South Atlantic Division | 17981
FL | Florida | Polk | Hot-Humid | South Atlantic Division | 17981
FL | Florida | Putnam | Hot-Humid | South Atlantic Division | 17981
FL | Florida | Santa Rosa | Hot-Humid | South Atlantic Division | 17981
FL | Florida | Sarasota | Hot-Humid | South Atlantic Division | 17981
FL | Florida | Seminole | Hot-Humid | South Atlantic Division | 17981
FL | Florida | St. Johns | Hot-Humid | South Atlantic Division | 17981
FL | Florida | St. Lucie | Hot-Humid | South Atlantic Division | 17981
FL | Florida | Sumter | Hot-Humid | South Atlantic Division | 17981
FL | Florida | Suwannee | Hot-Humid | South Atlantic Division | 17981
FL | Florida | Taylor | Hot-Humid | South Atlantic Division | 17981
FL | Florida | Union | Hot-Humid | South Atlantic Division | 17981
FL | Florida | Volusia | Hot-Humid | South Atlantic Division | 17981
FL | Florida | Wakulla | Hot-Humid | South Atlantic Division | 17981
FL | Florida | Walton | Hot-Humid | South Atlantic Division | 17981
FL | Florida | Washington | Hot-Humid | South Atlantic Division | 17981
GA | Georgia | Appling | Hot-Humid | South Atlantic Division | 17981
GA | Georgia | Atkinson | Hot-Humid | South Atlantic Division | 17981
GA | Georgia | Bacon | Hot-Humid | South Atlantic Division | 17981
GA | Georgia | Hall | Mixed-Humid | South Atlantic Division | 17981
GA | Georgia | Hancock | Mixed-Humid | South Atlantic Division | 17981
GA | Georgia | Haralson | Mixed-Humid | South Atlantic Division | 17981
GA | Georgia | Harris | Mixed-Humid | South Atlantic Division | 17981
GA | Georgia | Hart | Mixed-Humid | South Atlantic Division | 17981
GA | Georgia | Heard | Mixed-Humid | South Atlantic Division | 17981
GA | Georgia | Henry | Mixed-Humid | South Atlantic Division | 17981
GA | Georgia | Houston | Hot-Humid | South Atlantic Division | 17981
GA | Georgia | Irwin | Hot-Humid | South Atlantic Division | 17981
GA | Georgia | Jackson | Mixed-Humid | South Atlantic Division | 17981
GA | Georgia | Jasper | Mixed-Humid | South Atlantic Division | 17981
GA | Georgia | Jeff Davis | Hot-Humid | South Atlantic Division | 17981
GA | Georgia | Jefferson | Mixed-Humid | South Atlantic Division | 17981
GA | Georgia | Jenkins | Hot-Humid | South Atlantic Division | 17981
GA | Georgia | Johnson | Hot-Humid | South Atlantic Division | 17981
GA | Georgia | Jones | Mixed-Humid | South Atlantic Division | 17981
GA | Georgia | Lamar | Mixed-Humid | South Atlantic Division | 17981
GA | Georgia | Lanier | Hot-Humid | South Atlantic Division | 17981
GA | Georgia | Laurens | Hot-Humid | South Atlantic Division | 17981
GA | Georgia | Lee | Hot-Humid | South Atlantic Division | 17981
GA | Georgia | Liberty | Hot-Humid | South Atlantic Division | 17981
GA | Georgia | Lincoln | Mixed-Humid | South Atlantic Division | 17981
GA | Georgia | Long | Hot-Humid | South Atlantic Division | 17981
GA | Georgia | Lowndes | Hot-Humid | South Atlantic Division | 17981
GA | Georgia | Lumpkin | Mixed-Humid | South Atlantic Division | 17981
GA | Georgia | Macon | Hot-humid | South Atlantic Division | 17981
GA | Georgia | Madison | Mixed-Humid | South Atlantic Division | 17981
GA | Georgia | Marion | Hot-humid | South Atlantic Division | 17981
GA | Georgia | McDuffie | Mixed-Humid | South Atlantic Division | 17981
GA | Georgia | McIntosh | Hot-Humid | South Atlantic Division | 17981
GA | Georgia | Meriwether | Mixed-Humid | South Atlantic Division | 17981
GA | Georgia | Miller | Hot-Humid | South Atlantic Division | 17981
GA | Georgia | Mitchell | Hot-Humid | South Atlantic Division | 17981
GA | Georgia | Monroe | Mixed-Humid | South Atlantic Division | 17981
GA | Georgia | Montgomery | Hot-humid | South Atlantic Division | 17981
GA | Georgia | Morgan | Mixed-Humid | South Atlantic Division | 17981
GA | Georgia | Murray | Mixed-Humid | South Atlantic Division | 17981
GA | Georgia | Muscogee | Mixed-Humid | South Atlantic Division | 17981
GA | Georgia | Newton | Mixed-Humid | South Atlantic Division | 17981
GA | Georgia | Oconee | Mixed-Humid | South Atlantic Division | 17981
GA | Georgia | Oglethorpe | Mixed-Humid | South Atlantic Division | 17981
GA | Georgia | Paulding | Mixed-Humid | South Atlantic Division | 17981
GA | Georgia | Peach | Hot-humid | South Atlantic Division | 17981
GA | Georgia | Pickens | Mixed-Humid | South Atlantic Division | 17981
GA | Georgia | Pierce | Hot-Humid | South Atlantic Division | 17981
GA | Georgia | Pike | Mixed-Humid | South Atlantic Division | 17981
GA | Georgia | Polk | Mixed-Humid | South Atlantic Division | 17981
GA | Georgia | Pulaski | Hot-humid | South Atlantic Division | 17981
GA | Georgia | Putnam | Mixed-Humid | South Atlantic Division | 17981
GA | Georgia | Quitman | Hot-humid | South Atlantic Division | 17981
GA | Georgia | Rabun | Mixed-Humid | South Atlantic Division | 17981
GA | Georgia | Randolph | Hot-humid | South Atlantic Division | 17981
GA | Georgia | Richmond | Mixed-Humid | South Atlantic Division | 17981
GA | Georgia | Rockdale | Mixed-Humid | South Atlantic Division | 17981
GA | Georgia | Schley | Hot-humid | South Atlantic Division | 17981
GA | Georgia | Screven | Hot-humid | South Atlantic Division | 17981
GA | Georgia | Seminole | Hot-Humid | South Atlantic Division | 17981
GA | Georgia | Spalding | Mixed-Humid | South Atlantic Division | 17981
GA | Georgia | Stephens | Mixed-Humid | South Atlantic Division | 17981
GA | Georgia | Stewart | Hot-humid | South Atlantic Division | 17981
GA | Georgia | Sumter | Hot-humid | South Atlantic Division | 17981
GA | Georgia | Talbot | Mixed-Humid | South Atlantic Division | 17981
GA | Georgia | Taliaferro | Mixed-Humid | South Atlantic Division | 17981
GA | Georgia | Tattnall | Hot-Humid | South Atlantic Division | 17981
GA | Georgia | Taylor | Hot-humid | South Atlantic Division | 17981
ID | Idaho | Nez Perce | Cold | Mountain Division | 4981
ID | Idaho | Oneida | Cold | Mountain Division | 4981
ID | Idaho | Owyhee | Cold | Mountain Division | 4981
ID | Idaho | Payette | Cold | Mountain Division | 4981
ID | Idaho | Power | Cold | Mountain Division | 4981
ID | Idaho | Shoshone | Cold | Mountain Division | 4981
ID | Idaho | Teton | Cold | Mountain Division | 4981
ID | Idaho | Twin Falls | Cold | Mountain Division | 4981
ID | Idaho | Valley | Cold | Mountain Division | 4981
ID | Idaho | Washington | Cold | Mountain Division | 4981
IL | Illinois | Adams | Cold | East North Central Division | 12742
IL | Illinois | Alexander | Mixed-Humid | East North Central Division | 12742
IL | Illinois | Bond | Mixed-Humid | East North Central Division | 12742
IL | Illinois | Boone | Cold | East North Central Division | 12742
IL | Illinois | Brown | Cold | East North Central Division | 12742
IL | Illinois | Bureau | Cold | East North Central Division | 12742
IL | Illinois | Calhoun | Cold | East North Central Division | 12742
IL | Illinois | Carroll | Cold | East North Central Division | 12742
IL | Illinois | Cass | Cold | East North Central Division | 12742
IL | Illinois | Champaign | Cold | East North Central Division | 12742
IL | Illinois | Christian | Mixed-Humid | East North Central Division | 12742
IL | Illinois | Clark | Cold | East North Central Division | 12742
IL | Illinois | Clay | Mixed-Humid | East North Central Division | 12742
IL | Illinois | Clinton | Mixed-Humid | East North Central Division | 12742
IL | Illinois | Coles | Cold | East North Central Division | 12742
IL | Illinois | Cook | Cold | East North Central Division | 12742
IL | Illinois | Crawford | Mixed-Humid | East North Central Division | 12742
IL | Illinois | Cumberland | Cold | East North Central Division | 12742
IL | Illinois | De Witt | Cold | East North Central Division | 12742
IL | Illinois | DeKalb | Cold | East North Central Division | 12742
IL | Illinois | Douglas | Cold | East North Central Division | 12742
IL | Illinois | DuPage | Cold | East North Central Division | 12742
IL | Illinois | Edgar | Cold | East North Central Division | 12742
IL | Illinois | Edwards | Mixed-Humid | East North Central Division | 12742
IL | Illinois | Effingham | Mixed-Humid | East North Central Division | 12742
IL | Illinois | Fayette | Mixed-Humid | East North Central Division | 12742
IL | Illinois | Ford | Cold | East North Central Division | 12742
IL | Illinois | Franklin | Mixed-Humid | East North Central Division | 12742
IL | Illinois | Fulton | Cold | East North Central Division | 12742
IL | Illinois | Gallatin | Mixed-Humid | East North Central Division | 12742
IL | Illinois | Greene | Cold | East North Central Division | 12742
IL | Illinois | Grundy | Cold | East North Central Division | 12742
IL | Illinois | Hamilton | Mixed-Humid | East North Central Division | 12742
IL | Illinois | Hancock | Cold | East North Central Division | 12742
IL | Illinois | Hardin | Mixed-Humid | East North Central Division | 12742
IL | Illinois | Henderson | Cold | East North Central Division | 12742
IL | Illinois | Henry | Cold | East North Central Division | 12742
IL | Illinois | Iroquois | Cold | East North Central Division | 12742
IL | Illinois | Jackson | Mixed-Humid | East North Central Division | 12742
IL | Illinois | Jasper | Mixed-Humid | East North Central Division | 12742
IL | Illinois | Jefferson | Mixed-Humid | East North Central Division | 12742
IL | Illinois | Jersey | Cold | East North Central Division | 12742
IL | Illinois | Jo Daviess | Cold | East North Central Division | 12742
IL | Illinois | Johnson | Mixed-Humid | East North Central Division | 12742
IL | Illinois | Kane | Cold | East North Central Division | 12742
IL | Illinois | Kankakee | Cold | East North Central Division | 12742
IL | Illinois | Kendall | Cold | East North Central Division | 12742
IL | Illinois | Knox | Cold | East North Central Division | 12742
IL | Illinois | La Salle | Cold | East North Central Division | 12742
IL | Illinois | Lake | Cold | East North Central Division | 12742
IL | Illinois | Lawrence | Mixed-Humid | East North Central Division | 12742
IL | Illinois | Lee | Cold | East North Central Division | 12742
IL | Illinois | Livingston | Cold | East North Central Division | 12742
IL | Illinois | Logan | Cold | East North Central Division | 12742
IL | Illinois | Macon | Cold | East North Central Division | 12742
IN | Indiana | Dubois | Mixed-Humid | East North Central Division | 12742
IN | Indiana | Elkhart | Cold | East North Central Division | 12742
IN | Indiana | Fayette | Cold | East North Central Division | 12742
IN | Indiana | Floyd | Mixed-Humid | East North Central Division | 12742
IN | Indiana | Fountain | Cold | East North Central Division | 12742
IN | Indiana | Franklin | Cold | East North Central Division | 12742
IN | Indiana | Fulton | Cold | East North Central Division | 12742
IN | Indiana | Gibson | Mixed-Humid | East North Central Division | 12742
IN | Indiana | Grant | Cold | East North Central Division | 12742
IN | Indiana | Greene | Mixed-Humid | East North Central Division | 12742
IN | Indiana | Hamilton | Cold | East North Central Division | 12742
IN | Indiana | Hancock | Cold | East North Central Division | 12742
IN | Indiana | Harrison | Mixed-Humid | East North Central Division | 12742
IN | Indiana | Hendricks | Cold | East North Central Division | 12742
IN | Indiana | Henry | Cold | East North Central Division | 12742
IN | Indiana | Howard | Cold | East North Central Division | 12742
IN | Indiana | Huntington | Cold | East North Central Division | 12742
IN | Indiana | Jackson | Mixed-Humid | East North Central Division | 12742
IN | Indiana | Jasper | Cold | East North Central Division | 12742
IN | Indiana | Jay | Cold | East North Central Division | 12742
IN | Indiana | Jefferson | Mixed-Humid | East North Central Division | 12742
IN | Indiana | Jennings | Mixed-Humid | East North Central Division | 12742
IN | Indiana | Johnson | Cold | East North Central Division | 12742
IN | Indiana | Knox | Mixed-Humid | East North Central Division | 12742
IN | Indiana | Kosciusko | Cold | East North Central Division | 12742
IN | Indiana | La Porte | Cold | East North Central Division | 12742
IN | Indiana | Lagrange | Cold | East North Central Division | 12742
IN | Indiana | Lake | Cold | East North Central Division | 12742
IN | Indiana | Lawrence | Mixed-Humid | East North Central Division | 12742
IN | Indiana | Madison | Cold | East North Central Division | 12742
IN | Indiana | Marion | Cold | East North Central Division | 12742
IN | Indiana | Marshall | Cold | East North Central Division | 12742
IN | Indiana | Martin | Mixed-Humid | East North Central Division | 12742
IN | Indiana | Miami | Cold | East North Central Division | 12742
IN | Indiana | Monroe | Mixed-Humid | East North Central Division | 12742
IN | Indiana | Montgomery | Cold | East North Central Division | 12742
IN | Indiana | Morgan | Cold | East North Central Division | 12742
IN | Indiana | Newton | Cold | East North Central Division | 12742
IN | Indiana | Noble | Cold | East North Central Division | 12742
IN | Indiana | Ohio | Mixed-Humid | East North Central Division | 12742
IN | Indiana | Orange | Mixed-Humid | East North Central Division | 12742
IN | Indiana | Owen | Cold | East North Central Division | 12742
IN | Indiana | Parke | Cold | East North Central Division | 12742
IN | Indiana | Perry | Mixed-Humid | East North Central Division | 12742
IN | Indiana | Pike | Mixed-Humid | East North Central Division | 12742
IN | Indiana | Porter | Cold | East North Central Division | 12742
IN | Indiana | Posey | Mixed-Humid | East North Central Division | 12742
IN | Indiana | Pulaski | Cold | East North Central Division | 12742
IN | Indiana | Putnam | Cold | East North Central Division | 12742
IN | Indiana | Randolph | Cold | East North Central Division | 12742
IN | Indiana | Ripley | Mixed-Humid | East North Central Division | 12742
IN | Indiana | Rush | Cold | East North Central Division | 12742
IN | Indiana | Scott | Mixed-Humid | East North Central Division | 12742
IN | Indiana | Shelby | Cold | East North Central Division | 12742
IN | Indiana | Spencer | Mixed-Humid | East North Central Division | 12742
IN | Indiana | St. Joseph | Cold | East North Central Division | 12742
IN | Indiana | Starke | Cold | East North Central Division | 12742
IN | Indiana | Steuben | Cold | East North Central Division | 12742
IN | Indiana | Sullivan | Mixed-Humid | East North Central Division | 12742
IN | Indiana | Switzerland | Mixed-Humid | East North Central Division | 12742
IN | Indiana | Tippecanoe | Cold | East North Central Division | 12742
IN | Indiana | Tipton | Cold | East North Central Division | 12742
IN | Indiana | Union | Cold | East North Central Division | 12742
IN | Indiana | Vanderburgh | Mixed-Humid | East North Central Division | 12742
IN | Indiana | Vermillion | Cold | East North Central Division | 12742
IA | Iowa | Linn | Cold | West North Central Division | 6178
IA | Iowa | Louisa | Cold | West North Central Division | 6178
IA | Iowa | Lucas | Cold | West North Central Division | 6178
IA | Iowa | Lyon | Cold | West North Central Division | 6178
IA | Iowa | Madison | Cold | West North Central Division | 6178
IA | Iowa | Mahaska | Cold | West North Central Division | 6178
IA | Iowa | Marion | Cold | West North Central Division | 6178
IA | Iowa | Marshall | Cold | West North Central Division | 6178
IA | Iowa | Mills | Cold | West North Central Division | 6178
IA | Iowa | Mitchell | Cold | West North Central Division | 6178
IA | Iowa | Monona | Cold | West North Central Division | 6178
IA | Iowa | Monroe | Cold | West North Central Division | 6178
IA | Iowa | Montgomery | Cold | West North Central Division | 6178
IA | Iowa | Muscatine | Cold | West North Central Division | 6178
IA | Iowa | O'Brien | Cold | West North Central Division | 6178
IA | Iowa | Osceola | Cold | West North Central Division | 6178
IA | Iowa | Page | Cold | West North Central Division | 6178
IA | Iowa | Palo Alto | Cold | West North Central Division | 6178
IA | Iowa | Plymouth | Cold | West North Central Division | 6178
IA | Iowa | Pocahontas | Cold | West North Central Division | 6178
IA | Iowa | Polk | Cold | West North Central Division | 6178
IA | Iowa | Pottawattamie | Cold | West North Central Division | 6178
IA | Iowa | Poweshiek | Cold | West North Central Division | 6178
IA | Iowa | Ringgold | Cold | West North Central Division | 6178
IA | Iowa | Sac | Cold | West North Central Division | 6178
IA | Iowa | Scott | Cold | West North Central Division | 6178
IA | Iowa | Shelby | Cold | West North Central Division | 6178
IA | Iowa | Sioux | Cold | West North Central Division | 6178
IA | Iowa | Story | Cold | West North Central Division | 6178
IA | Iowa | Tama | Cold | West North Central Division | 6178
IA | Iowa | Taylor | Cold | West North Central Division | 6178
IA | Iowa | Union | Cold | West North Central Division | 6178
IA | Iowa | Van Buren | Cold | West North Central Division | 6178
IA | Iowa | Wapello | Cold | West North Central Division | 6178
IA | Iowa | Warren | Cold | West North Central Division | 6178
IA | Iowa | Washington | Cold | West North Central Division | 6178
IA | Iowa | Wayne | Cold | West North Central Division | 6178
IA | Iowa | Webster | Cold | West North Central Division | 6178
IA | Iowa | Winnebago | Cold | West North Central Division | 6178
IA | Iowa | Winneshiek | Cold | West North Central Division | 6178
IA | Iowa | Woodbury | Cold | West North Central Division | 6178
IA | Iowa | Worth | Cold | West North Central Division | 6178
IA | Iowa | Wright | Cold | West North Central Division | 6178
KS | Kansas | Allen | Mixed-Humid | West North Central Division | 6178
KS | Kansas | Anderson | Mixed-Humid | West North Central Division | 6178
KS | Kansas | Atchison | Mixed-Humid | West North Central Division | 6178
KS | Kansas | Barber | Mixed-Humid | West North Central Division | 6178
KS | Kansas | Barton | Mixed-Humid | West North Central Division | 6178
KS | Kansas | Bourbon | Mixed-Humid | West North Central Division | 6178
KS | Kansas | Brown | Mixed-Humid | West North Central Division | 6178
KS | Kansas | Butler | Mixed-Humid | West North Central Division | 6178
KS | Kansas | Chase | Mixed-Humid | West North Central Division | 6178
KS | Kansas | Chautauqua | Mixed-Humid | West North Central Division | 6178
KS | Kansas | Cherokee | Mixed-Humid | West North Central Division | 6178
KS | Kansas | Cheyenne | Cold | West North Central Division | 6178
KS | Kansas | Clark | Mixed-Humid | West North Central Division | 6178
KS | Kansas | Clay | Mixed-Humid | West North Central Division | 6178
KS | Kansas | Cloud | Cold | West North Central Division | 6178
KS | Kansas | Coffey | Mixed-Humid | West North Central Division | 6178
KS | Kansas | Comanche | Mixed-Humid | West North Central Division | 6178
KS | Kansas | Cowley | Mixed-Humid | West North Central Division | 6178
KS | Kansas | Crawford | Mixed-Humid | West North Central Division | 6178
KS | Kansas | Decatur | Cold | West North Central Division | 6178
KS | Kansas | Dickinson | Mixed-Humid | West North Central Division | 6178
KS | Kansas | Doniphan | Mixed-Humid | West North Central Division | 6178
KS | Kansas | Seward | Mixed-Humid | West North Central Division | 6178
KS | Kansas | Shawnee | Mixed-Humid | West North Central Division | 6178
KS | Kansas | Sheridan | Cold | West North Central Division | 6178
KS | Kansas | Sherman | Cold | West North Central Division | 6178
KS | Kansas | Smith | Cold | West North Central Division | 6178
KS | Kansas | Stafford | Mixed-Humid | West North Central Division | 6178
KS | Kansas | Stanton | Mixed-Humid | West North Central Division | 6178
KS | Kansas | Stevens | Mixed-Humid | West North Central Division | 6178
KS | Kansas | Sumner | Mixed-Humid | West North Central Division | 6178
KS | Kansas | Thomas | Cold | West North Central Division | 6178
KS | Kansas | Trego | Cold | West North Central Division | 6178
KS | Kansas | Wabaunsee | Mixed-Humid | West North Central Division | 6178
KS | Kansas | Wallace | Cold | West North Central Division | 6178
KS | Kansas | Washington | Mixed-Humid | West North Central Division | 6178
KS | Kansas | Wichita | Cold | West North Central Division | 6178
KS | Kansas | Wilson | Mixed-Humid | West North Central Division | 6178
KS | Kansas | Woodson | Mixed-Humid | West North Central Division | 6178
KS | Kansas | Wyandotte | Mixed-Humid | West North Central Division | 6178
KY | Kentucky | Adair | Mixed-Humid | East South Central Division | 4904
KY | Kentucky | Allen | Mixed-Humid | East South Central Division | 4904
KY | Kentucky | Anderson | Mixed-Humid | East South Central Division | 4904
KY | Kentucky | Ballard | Mixed-Humid | East South Central Division | 4904
KY | Kentucky | Barren | Mixed-Humid | East South Central Division | 4904
KY | Kentucky | Bath | Mixed-Humid | East South Central Division | 4904
KY | Kentucky | Bell | Mixed-Humid | East South Central Division | 4904
KY | Kentucky | Boone | Mixed-Humid | East South Central Division | 4904
KY | Kentucky | Bourbon | Mixed-Humid | East South Central Division | 4904
KY | Kentucky | Boyd | Mixed-Humid | East South Central Division | 4904
KY | Kentucky | Boyle | Mixed-Humid | East South Central Division | 4904
KY | Kentucky | Bracken | Mixed-Humid | East South Central Division | 4904
KY | Kentucky | Breathitt | Mixed-Humid | East South Central Division | 4904
KY | Kentucky | Breckinridge | Mixed-Humid | East South Central Division | 4904
KY | Kentucky | Bullitt | Mixed-Humid | East South Central Division | 4904
KY | Kentucky | Butler | Mixed-Humid | East South Central Division | 4904
KY | Kentucky | Caldwell | Mixed-Humid | East South Central Division | 4904
KY | Kentucky | Calloway | Mixed-Humid | East South Central Division | 4904
KY | Kentucky | Campbell | Mixed-Humid | East South Central Division | 4904
KY | Kentucky | Carlisle | Mixed-Humid | East South Central Division | 4904
KY | Kentucky | Carroll | Mixed-Humid | East South Central Division | 4904
KY | Kentucky | Carter | Mixed-Humid | East South Central Division | 4904
KY | Kentucky | Casey | Mixed-Humid | East South Central Division | 4904
KY | Kentucky | Christian | Mixed-Humid | East South Central Division | 4904
KY | Kentucky | Clark | Mixed-Humid | East South Central Division | 4904
KY | Kentucky | Clay | Mixed-Humid | East South Central Division | 4904
KY | Kentucky | Clinton | Mixed-Humid | East South Central Division | 4904
KY | Kentucky | Crittenden | Mixed-Humid | East South Central Division | 4904
KY | Kentucky | Cumberland | Mixed-Humid | East South Central Division | 4904
KY | Kentucky | Daviess | Mixed-Humid | East South Central Division | 4904
KY | Kentucky | Edmonson | Mixed-Humid | East South Central Division | 4904
KY | Kentucky | Elliott | Mixed-Humid | East South Central Division | 4904
KY | Kentucky | Estill | Mixed-Humid | East South Central Division | 4904
KY | Kentucky | Fayette | Mixed-Humid | East South Central Division | 4904
KY | Kentucky | Fleming | Mixed-Humid | East South Central Division | 4904
KY | Kentucky | Floyd | Mixed-Humid | East South Central Division | 4904
KY | Kentucky | Franklin | Mixed-Humid | East South Central Division | 4904
KY | Kentucky | Fulton | Mixed-Humid | East South Central Division | 4904
KY | Kentucky | Gallatin | Mixed-Humid | East South Central Division | 4904
KY | Kentucky | Garrard | Mixed-Humid | East South Central Division | 4904
KY | Kentucky | Grant | Mixed-Humid | East South Central Division | 4904
KY | Kentucky | Graves | Mixed-Humid | East South Central Division | 4904
KY | Kentucky | Grayson | Mixed-Humid | East South Central Division | 4904
KY | Kentucky | Green | Mixed-Humid | East South Central Division | 4904
KY | Kentucky | Greenup | Mixed-Humid | East South Central Division | 4904
KY | Kentucky | Hancock | Mixed-Humid | East South Central Division | 4904
KY | Kentucky | Hardin | Mixed-Humid | East South Central Division | 4904
KY | Kentucky | Union | Mixed-Humid | East South Central Division | 4904
KY | Kentucky | Warren | Mixed-Humid | East South Central Division | 4904
KY | Kentucky | Washington | Mixed-Humid | East South Central Division | 4904
KY | Kentucky | Wayne | Mixed-Humid | East South Central Division | 4904
KY | Kentucky | Webster | Mixed-Humid | East South Central Division | 4904
KY | Kentucky | Whitley | Mixed-Humid | East South Central Division | 4904
KY | Kentucky | Wolfe | Mixed-Humid | East South Central Division | 4904
KY | Kentucky | Woodford | Mixed-Humid | East South Central Division | 4904
LA | Louisiana | Acadia | Hot-Humid | West South Central Division | 11394
LA | Louisiana | Allen | Hot-Humid | West South Central Division | 11394
LA | Louisiana | Ascension | Hot-Humid | West South Central Division | 11394
LA | Louisiana | Assumption | Hot-Humid | West South Central Division | 11394
LA | Louisiana | Avoyelles | Hot-Humid | West South Central Division | 11394
LA | Louisiana | Beauregard | Hot-Humid | West South Central Division | 11394
LA | Louisiana | Bienville | Hot-humid | West South Central Division | 11394
LA | Louisiana | Bossier | Hot-humid | West South Central Division | 11394
LA | Louisiana | Caddo | Hot-humid | West South Central Division | 11394
LA | Louisiana | Calcasieu | Hot-Humid | West South Central Division | 11394
LA | Louisiana | Caldwell | Hot-humid | West South Central Division | 11394
LA | Louisiana | Cameron | Hot-Humid | West South Central Division | 11394
LA | Louisiana | Catahoula | Hot-humid | West South Central Division | 11394
LA | Louisiana | Claiborne | Hot-humid | West South Central Division | 11394
LA | Louisiana | Concordia | Hot-humid | West South Central Division | 11394
LA | Louisiana | De Soto | Hot-humid | West South Central Division | 11394
LA | Louisiana | East Baton Rouge | Hot-Humid | West South Central Division | 11394
LA | Louisiana | East Carroll | Mixed-Humid | West South Central Division | 11394
LA | Louisiana | East Feliciana | Hot-Humid | West South Central Division | 11394
LA | Louisiana | Evangeline | Hot-Humid | West South Central Division | 11394
LA | Louisiana | Franklin | Hot-humid | West South Central Division | 11394
LA | Louisiana | Grant | Hot-humid | West South Central Division | 11394
LA | Louisiana | Iberia | Hot-Humid | West South Central Division | 11394
LA | Louisiana | Iberville | Hot-Humid | West South Central Division | 11394
LA | Louisiana | Jackson | Hot-humid | West South Central Division | 11394
LA | Louisiana | Jefferson | Hot-Humid | West South Central Division | 11394
LA | Louisiana | Jefferson Davis | Hot-Humid | West South Central Division | 11394
LA | Louisiana | La Salle | Hot-humid | West South Central Division | 11394
LA | Louisiana | Lafayette | Hot-Humid | West South Central Division | 11394
LA | Louisiana | Lafourche | Hot-Humid | West South Central Division | 11394
LA | Louisiana | Lincoln | Hot-humid | West South Central Division | 11394
LA | Louisiana | Livingston | Hot-Humid | West South Central Division | 11394
LA | Louisiana | Madison | Hot-humid | West South Central Division | 11394
LA | Louisiana | Morehouse | Mixed-Humid | West South Central Division | 11394
LA | Louisiana | Natchitoches | Hot-humid | West South Central Division | 11394
LA | Louisiana | Orleans | Hot-Humid | West South Central Division | 11394
LA | Louisiana | Ouachita | Hot-humid | West South Central Division | 11394
LA | Louisiana | Plaquemines | Hot-Humid | West South Central Division | 11394
LA | Louisiana | Pointe Coupee | Hot-Humid | West South Central Division | 11394
LA | Louisiana | Rapides | Hot-Humid | West South Central Division | 11394
LA | Louisiana | Red River | Hot-humid | West South Central Division | 11394
LA | Louisiana | Richland | Hot-humid | West South Central Division | 11394
LA | Louisiana | Sabine | Hot-humid | West South Central Division | 11394
LA | Louisiana | St. Bernard | Hot-Humid | West South Central Division | 11394
LA | Louisiana | St. Charles | Hot-Humid | West South Central Division | 11394
LA | Louisiana | St. Helena | Hot-Humid | West South Central Division | 11394
LA | Louisiana | St. James | Hot-Humid | West South Central Division | 11394
LA | Louisiana | St. John the Baptist | Hot-Humid | West South Central Division | 11394
LA | Louisiana | St. Landry | Hot-Humid | West South Central Division | 11394
LA | Louisiana | St. Martin | Hot-Humid | West South Central Division | 11394
LA | Louisiana | St. Mary | Hot-Humid | West South Central Division | 11394
LA | Louisiana | St. Tammany | Hot-Humid | West South Central Division | 11394
LA | Louisiana | Tangipahoa | Hot-Humid | West South Central Division | 11394
LA | Louisiana | Tensas | Hot-humid | West South Central Division | 11394
LA | Louisiana | Terrebonne | Hot-Humid | West South Central Division | 11394
LA | Louisiana | Union | Hot-humid | West South Central Division | 11394
LA | Louisiana | Vermilion | Hot-Humid | West South Central Division | 11394
MI | Michigan | Antrim | Cold | East North Central Division | 12742
MI | Michigan | Arenac | Cold | East North Central Division | 12742
MI | Michigan | Baraga | Very Cold | East North Central Division | 12742
MI | Michigan | Barry | Cold | East North Central Division | 12742
MI | Michigan | Bay | Cold | East North Central Division | 12742
MI | Michigan | Benzie | Cold | East North Central Division | 12742
MI | Michigan | Berrien | Cold | East North Central Division | 12742
MI | Michigan | Branch | Cold | East North Central Division | 12742
MI | Michigan | Calhoun | Cold | East North Central Division | 12742
MI | Michigan | Cass | Cold | East North Central Division | 12742
MI | Michigan | Charlevoix | Cold | East North Central Division | 12742
MI | Michigan | Cheboygan | Cold | East North Central Division | 12742
MI | Michigan | Chippewa | Very Cold | East North Central Division | 12742
MI | Michigan | Clare | Cold | East North Central Division | 12742
MI | Michigan | Clinton | Cold | East North Central Division | 12742
MI | Michigan | Crawford | Cold | East North Central Division | 12742
MI | Michigan | Delta | Cold | East North Central Division | 12742
MI | Michigan | Dickinson | Cold | East North Central Division | 12742
MI | Michigan | Eaton | Cold | East North Central Division | 12742
MI | Michigan | Emmet | Cold | East North Central Division | 12742
MI | Michigan | Genesee | Cold | East North Central Division | 12742
MI | Michigan | Gladwin | Cold | East North Central Division | 12742
MI | Michigan | Gogebic | Very Cold | East North Central Division | 12742
MI | Michigan | Grand Traverse | Cold | East North Central Division | 12742
MI | Michigan | Gratiot | Cold | East North Central Division | 12742
MI | Michigan | Hillsdale | Cold | East North Central Division | 12742
MI | Michigan | Houghton | Very Cold | East North Central Division | 12742
MI | Michigan | Huron | Cold | East North Central Division | 12742
MI | Michigan | Ingham | Cold | East North Central Division | 12742
MI | Michigan | Ionia | Cold | East North Central Division | 12742
MI | Michigan | Iosco | Cold | East North Central Division | 12742
MI | Michigan | Iron | Very Cold | East North Central Division | 12742
MI | Michigan | Isabella | Cold | East North Central Division | 12742
MI | Michigan | Jackson | Cold | East North Central Division | 12742
MI | Michigan | Kalamazoo | Cold | East North Central Division | 12742
MI | Michigan | Kalkaska | Cold | East North Central Division | 12742
MI | Michigan | Kent | Cold | East North Central Division | 12742
MI | Michigan | Keweenaw | Very Cold | East North Central Division | 12742
MI | Michigan | Lake | Cold | East North Central Division | 12742
MI | Michigan | Lapeer | Cold | East North Central Division | 12742
MI | Michigan | Leelanau | Cold | East North Central Division | 12742
MI | Michigan | Lenawee | Cold | East North Central Division | 12742
MI | Michigan | Livingston | Cold | East North Central Division | 12742
MI | Michigan | Luce | Very Cold | East North Central Division | 12742
MI | Michigan | Mackinac | Very Cold | East North Central Division | 12742
MI | Michigan | Macomb | Cold | East North Central Division | 12742
MI | Michigan | Manistee | Cold | East North Central Division | 12742
MI | Michigan | Marquette | Cold | East North Central Division | 12742
MI | Michigan | Mason | Cold | East North Central Division | 12742
MI | Michigan | Mecosta | Cold | East North Central Division | 12742
MI | Michigan | Menominee | Cold | East North Central Division | 12742
MI | Michigan | Midland | Cold | East North Central Division | 12742
MI | Michigan | Missaukee | Cold | East North Central Division | 12742
MI | Michigan | Monroe | Cold | East North Central Division | 12742
MI | Michigan | Montcalm | Cold | East North Central Division | 12742
MI | Michigan | Montmorency | Cold | East North Central Division | 12742
MI | Michigan | Muskegon | Cold | East North Central Division | 12742
MI | Michigan | Newaygo | Cold | East North Central Division | 12742
MI | Michigan | Oakland | Cold | East North Central Division | 12742
MI | Michigan | Oceana | Cold | East North Central Division | 12742
MI | Michigan | Ogemaw | Cold | East North Central Division | 12742
MI | Michigan | Ontonagon | Very Cold | East North Central Division | 12742
MI | Michigan | Osceola | Cold | East North Central Division | 12742
MI | Michigan | Oscoda | Cold | East North Central Division | 12742
MI | Michigan | Otsego | Cold | East North Central Division | 12742
MN | Minnesota | Nicollet | Cold | West North Central Division | 6178
MN | Minnesota | Nobles | Cold | West North Central Division | 6178
MN | Minnesota | Norman | Very Cold | West North Central Division | 6178
MN | Minnesota | Olmsted | Cold | West North Central Division | 6178
MN | Minnesota | Otter Tail | Very Cold | West North Central Division | 6178
MN | Minnesota | Pennington | Very Cold | West North Central Division | 6178
MN | Minnesota | Pine | Very Cold | West North Central Division | 6178
MN | Minnesota | Pipestone | Cold | West North Central Division | 6178
MN | Minnesota | Polk | Very Cold | West North Central Division | 6178
MN | Minnesota | Pope | Cold | West North Central Division | 6178
MN | Minnesota | Ramsey | Cold | West North Central Division | 6178
MN | Minnesota | Red Lake | Very Cold | West North Central Division | 6178
MN | Minnesota | Redwood | Cold | West North Central Division | 6178
MN | Minnesota | Renville | Cold | West North Central Division | 6178
MN | Minnesota | Rice | Cold | West North Central Division | 6178
MN | Minnesota | Rock | Cold | West North Central Division | 6178
MN | Minnesota | Roseau | Very Cold | West North Central Division | 6178
MN | Minnesota | Scott | Cold | West North Central Division | 6178
MN | Minnesota | Sherburne | Cold | West North Central Division | 6178
MN | Minnesota | Sibley | Cold | West North Central Division | 6178
MN | Minnesota | St. Louis | Very Cold | West North Central Division | 6178
MN | Minnesota | Stearns | Cold | West North Central Division | 6178
MN | Minnesota | Steele | Cold | West North Central Division | 6178
MN | Minnesota | Stevens | Cold | West North Central Division | 6178
MN | Minnesota | Swift | Cold | West North Central Division | 6178
MN | Minnesota | Todd | Cold | West North Central Division | 6178
MN | Minnesota | Traverse | Cold | West North Central Division | 6178
MN | Minnesota | Wabasha | Cold | West North Central Division | 6178
MN | Minnesota | Wadena | Very Cold | West North Central Division | 6178
MN | Minnesota | Waseca | Cold | West North Central Division | 6178
MN | Minnesota | Washington | Cold | West North Central Division | 6178
MN | Minnesota | Watonwan | Cold | West North Central Division | 6178
MN | Minnesota | Wilkin | Very Cold | West North Central Division | 6178
MN | Minnesota | Winona | Cold | West North Central Division | 6178
MN | Minnesota | Wright | Cold | West North Central Division | 6178
MN | Minnesota | Yellow Medicine | Cold | West North Central Division | 6178
MS | Mississippi | Adams | Hot-Humid | East South Central Division | 4904
MS | Mississippi | Alcorn | Mixed-Humid | East South Central Division | 4904
MS | Mississippi | Amite | Hot-Humid | East South Central Division | 4904
MS | Mississippi | Attala | Mixed-Humid | East South Central Division | 4904
MS | Mississippi | Benton | Mixed-Humid | East South Central Division | 4904
MS | Mississippi | Bolivar | Mixed-Humid | East South Central Division | 4904
MS | Mississippi | Calhoun | Mixed-Humid | East South Central Division | 4904
MS | Mississippi | Carroll | Mixed-Humid | East South Central Division | 4904
MS | Mississippi | Chickasaw | Mixed-Humid | East South Central Division | 4904
MS | Mississippi | Choctaw | Mixed-Humid | East South Central Division | 4904
MS | Mississippi | Claiborne | Hot-Humid | East South Central Division | 4904
MS | Mississippi | Clarke | Mixed-Humid | East South Central Division | 4904
MS | Mississippi | Clay | Mixed-Humid | East South Central Division | 4904
MS | Mississippi | Coahoma | Mixed-Humid | East South Central Division | 4904
MS | Mississippi | Copiah | Hot-Humid | East South Central Division | 4904
MS | Mississippi | Covington | Hot-Humid | East South Central Division | 4904
MS | Mississippi | DeSoto | Mixed-Humid | East South Central Division | 4904
MS | Mississippi | Forrest | Hot-Humid | East South Central Division | 4904
MS | Mississippi | Franklin | Hot-Humid | East South Central Division | 4904
MS | Mississippi | George | Hot-Humid | East South Central Division | 4904
MS | Mississippi | Greene | Hot-Humid | East South Central Division | 4904
MS | Mississippi | Grenada | Mixed-Humid | East South Central Division | 4904
MS | Mississippi | Hancock | Mixed-Humid | East South Central Division | 4904
MS | Mississippi | Harrison | Mixed-Humid | East South Central Division | 4904
MS | Mississippi | Hinds | Hot-Humid | East South Central Division | 4904
MS | Mississippi | Holmes | Mixed-Humid | East South Central Division | 4904
MS | Mississippi | Humphreys | Mixed-Humid | East South Central Division | 4904
MS | Mississippi | Issaquena | Mixed-Humid | East South Central Division | 4904
MS | Mississippi | Itawamba | Mixed-Humid | East South Central Division | 4904
MO | Missouri | Caldwell | Cold | West North Central Division | 6178
MO | Missouri | Callaway | Mixed-Humid | West North Central Division | 6178
MO | Missouri | Camden | Mixed-Humid | West North Central Division | 6178
MO | Missouri | Cape Girardeau | Mixed-Humid | West North Central Division | 6178
MO | Missouri | Carroll | Mixed-Humid | West North Central Division | 6178
MO | Missouri | Carter | Mixed-Humid | West North Central Division | 6178
MO | Missouri | Cass | Mixed-Humid | West North Central Division | 6178
MO | Missouri | Cedar | Mixed-Humid | West North Central Division | 6178
MO | Missouri | Chariton | Cold | West North Central Division | 6178
MO | Missouri | Christian | Mixed-Humid | West North Central Division | 6178
MO | Missouri | Clark | Cold | West North Central Division | 6178
MO | Missouri | Clay | Mixed-Humid | West North Central Division | 6178
MO | Missouri | Clinton | Cold | West North Central Division | 6178
MO | Missouri | Cole | Mixed-Humid | West North Central Division | 6178
MO | Missouri | Cooper | Mixed-Humid | West North Central Division | 6178
MO | Missouri | Crawford | Mixed-Humid | West North Central Division | 6178
MO | Missouri | Dade | Mixed-Humid | West North Central Division | 6178
MO | Missouri | Dallas | Mixed-Humid | West North Central Division | 6178
MO | Missouri | Daviess | Cold | West North Central Division | 6178
MO | Missouri | DeKalb | Cold | West North Central Division | 6178
MO | Missouri | Dent | Mixed-Humid | West North Central Division | 6178
MO | Missouri | Douglas | Mixed-Humid | West North Central Division | 6178
MO | Missouri | Dunklin | Mixed-Humid | West North Central Division | 6178
MO | Missouri | Franklin | Mixed-Humid | West North Central Division | 6178
MO | Missouri | Gasconade | Mixed-Humid | West North Central Division | 6178
MO | Missouri | Gentry | Cold | West North Central Division | 6178
MO | Missouri | Greene | Mixed-Humid | West North Central Division | 6178
MO | Missouri | Grundy | Cold | West North Central Division | 6178
MO | Missouri | Harrison | Cold | West North Central Division | 6178
MO | Missouri | Henry | Mixed-Humid | West North Central Division | 6178
MO | Missouri | Hickory | Mixed-Humid | West North Central Division | 6178
MO | Missouri | Holt | Cold | West North Central Division | 6178
MO | Missouri | Howard | Mixed-Humid | West North Central Division | 6178
MO | Missouri | Howell | Mixed-Humid | West North Central Division | 6178
MO | Missouri | Iron | Mixed-Humid | West North Central Division | 6178
MO | Missouri | Jackson | Mixed-Humid | West North Central Division | 6178
MO | Missouri | Jasper | Mixed-Humid | West North Central Division | 6178
MO | Missouri | Jefferson | Mixed-Humid | West North Central Division | 6178
MO | Missouri | Johnson | Mixed-Humid | West North Central Division | 6178
MO | Missouri | Knox | Cold | West North Central Division | 6178
MO | Missouri | Laclede | Mixed-Humid | West North Central Division | 6178
MO | Missouri | Lafayette | Mixed-Humid | West North Central Division | 6178
MO | Missouri | Lawrence | Mixed-Humid | West North Central Division | 6178
MO | Missouri | Lewis | Cold | West North Central Division | 6178
MO | Missouri | Lincoln | Mixed-Humid | West North Central Division | 6178
MO | Missouri | Linn | Cold | West North Central Division | 6178
MO | Missouri | Livingston | Cold | West North Central Division | 6178
MO | Missouri | Macon | Cold | West North Central Division | 6178
MO | Missouri | Madison | Mixed-Humid | West North Central Division | 6178
MO | Missouri | Maries | Mixed-Humid | West North Central Division | 6178
MO | Missouri | Marion | Cold | West North Central Division | 6178
MO | Missouri | McDonald | Mixed-Humid | West North Central Division | 6178
MO | Missouri | Mercer | Cold | West North Central Division | 6178
MO | Missouri | Miller | Mixed-Humid | West North Central Division | 6178
MO | Missouri | Mississippi | Mixed-Humid | West North Central Division | 6178
MO | Missouri | Moniteau | Mixed-Humid | West North Central Division | 6178
MO | Missouri | Monroe | Mixed-Humid | West North Central Division | 6178
MO | Missouri | Montgomery | Mixed-Humid | West North Central Division | 6178
MO | Missouri | Morgan | Mixed-Humid | West North Central Division | 6178
MO | Missouri | New Madrid | Mixed-Humid | West North Central Division | 6178
MO | Missouri | Newton | Mixed-Humid | West North Central Division | 6178
MO | Missouri | Nodaway | Cold | West North Central Division | 6178
MO | Missouri | Oregon | Mixed-Humid | West North Central Division | 6178
MO | Missouri | Osage | Mixed-Humid | West North Central Division | 6178
MO | Missouri | Ozark | Mixed-Humid | West North Central Division | 6178
MT | Montana | Madison | Cold | Mountain Division | 4981
MT | Montana | McCone | Cold | Mountain Division | 4981
MT | Montana | Meagher | Cold | Mountain Division | 4981
MT | Montana | Mineral | Cold | Mountain Division | 4981
MT | Montana | Missoula | Cold | Mountain Division | 4981
MT | Montana | Musselshell | Cold | Mountain Division | 4981
MT | Montana | Park | Cold | Mountain Division | 4981
MT | Montana | Petroleum | Cold | Mountain Division | 4981
MT | Montana | Phillips | Cold | Mountain Division | 4981
MT | Montana | Pondera | Cold | Mountain Division | 4981
MT | Montana | Powder River | Cold | Mountain Division | 4981
MT | Montana | Powell | Cold | Mountain Division | 4981
MT | Montana | Prairie | Cold | Mountain Division | 4981
MT | Montana | Ravalli | Cold | Mountain Division | 4981
MT | Montana | Richland | Cold | Mountain Division | 4981
MT | Montana | Roosevelt | Cold | Mountain Division | 4981
MT | Montana | Rosebud | Cold | Mountain Division | 4981
MT | Montana | Sanders | Cold | Mountain Division | 4981
MT | Montana | Sheridan | Cold | Mountain Division | 4981
MT | Montana | Silver Bow | Cold | Mountain Division | 4981
MT | Montana | Stillwater | Cold | Mountain Division | 4981
MT | Montana | Sweet Grass | Cold | Mountain Division | 4981
MT | Montana | Teton | Cold | Mountain Division | 4981
MT | Montana | Toole | Cold | Mountain Division | 4981
MT | Montana | Treasure | Cold | Mountain Division | 4981
MT | Montana | Valley | Cold | Mountain Division | 4981
MT | Montana | Wheatland | Cold | Mountain Division | 4981
MT | Montana | Wibaux | Cold | Mountain Division | 4981
MT | Montana | Yellowstone | Cold | Mountain Division | 4981
NE | Nebraska | Adams | Cold | West North Central Division | 6178
NE | Nebraska | Antelope | Cold | West North Central Division | 6178
NE | Nebraska | Arthur | Cold | West North Central Division | 6178
NE | Nebraska | Banner | Cold | West North Central Division | 6178
NE | Nebraska | Blaine | Cold | West North Central Division | 6178
NE | Nebraska | Boone | Cold | West North Central Division | 6178
NE | Nebraska | Box Butte | Cold | West North Central Division | 6178
NE | Nebraska | Boyd | Cold | West North Central Division | 6178
NE | Nebraska | Brown | Cold | West North Central Division | 6178
NE | Nebraska | Buffalo | Cold | West North Central Division | 6178
NE | Nebraska | Burt | Cold | West North Central Division | 6178
NE | Nebraska | Butler | Cold | West North Central Division | 6178
NE | Nebraska | Cass | Cold | West North Central Division | 6178
NE | Nebraska | Cedar | Cold | West North Central Division | 6178
NE | Nebraska | Chase | Cold | West North Central Division | 6178
NE | Nebraska | Cherry | Cold | West North Central Division | 6178
NE | Nebraska | Cheyenne | Cold | West North Central Division | 6178
NE | Nebraska | Clay | Cold | West North Central Division | 6178
NE | Nebraska | Colfax | Cold | West North Central Division | 6178
NE | Nebraska | Cuming | Cold | West North Central Division | 6178
NE | Nebraska | Custer | Cold | West North Central Division | 6178
NE | Nebraska | Dakota | Cold | West North Central Division | 6178
NE | Nebraska | Dawes | Cold | West North Central Division | 6178
NE | Nebraska | Dawson | Cold | West North Central Division | 6178
NE | Nebraska | Deuel | Cold | West North Central Division | 6178
NE | Nebraska | Dixon | Cold | West North Central Division | 6178
NE | Nebraska | Dodge | Cold | West North Central Division | 6178
NE | Nebraska | Douglas | Cold | West North Central Division | 6178
NE | Nebraska | Dundy | Cold | West North Central Division | 6178
NE | Nebraska | Fillmore | Cold | West North Central Division | 6178
NE | Nebraska | Franklin | Cold | West North Central Division | 6178
NE | Nebraska | Frontier | Cold | West North Central Division | 6178
NE | Nebraska | Furnas | Cold | West North Central Division | 6178
NE | Nebraska | Gage | Cold | West North Central Division | 6178
NE | Nebraska | Garden | Cold | West North Central Division | 6178
NE | Nebraska | Garfield | Cold | West North Central Division | 6178
NV | Nevada | Lander | Cold | Mountain Division | 4981
NV | Nevada | Lincoln | Cold | Mountain Division | 4981
NV | Nevada | Lyon | Cold | Mountain Division | 4981
NV | Nevada | Mineral | Cold | Mountain Division | 4981
NV | Nevada | Nye | Cold | Mountain Division | 4981
NV | Nevada | Pershing | Cold | Mountain Division | 4981
NV | Nevada | Storey | Cold | Mountain Division | 4981
NV | Nevada | Washoe | Cold | Mountain Division | 4981
NV | Nevada | White Pine | Cold | Mountain Division | 4981
NH | New Hampshire | Belknap | Cold | New England Division | 4302
NH | New Hampshire | Carroll | Cold | New England Division | 4302
NH | New Hampshire | Cheshire | Cold | New England Division | 4302
NH | New Hampshire | Coos | Cold | New England Division | 4302
NH | New Hampshire | Grafton | Cold | New England Division | 4302
NH | New Hampshire | Hillsborough | Cold | New England Division | 4302
NH | New Hampshire | Merrimack | Cold | New England Division | 4302
NH | New Hampshire | Rockingham | Cold | New England Division | 4302
NH | New Hampshire | Strafford | Cold | New England Division | 4302
NH | New Hampshire | Sullivan | Cold | New England Division | 4302
NJ | New Jersey | Atlantic | Mixed-Humid | Middle Atlantic Division | 11232
NJ | New Jersey | Bergen | Cold | Middle Atlantic Division | 11232
NJ | New Jersey | Burlington | Mixed-Humid | Middle Atlantic Division | 11232
NJ | New Jersey | Camden | Mixed-Humid | Middle Atlantic Division | 11232
NJ | New Jersey | Cape May | Mixed-Humid | Middle Atlantic Division | 11232
NJ | New Jersey | Cumberland | Mixed-Humid | Middle Atlantic Division | 11232
NJ | New Jersey | Essex | Mixed-Humid | Middle Atlantic Division | 11232
NJ | New Jersey | Gloucester | Mixed-Humid | Middle Atlantic Division | 11232
NJ | New Jersey | Hudson | Mixed-Humid | Middle Atlantic Division | 11232
NJ | New Jersey | Hunterdon | Cold | Middle Atlantic Division | 11232
NJ | New Jersey | Mercer | Cold | Middle Atlantic Division | 11232
NJ | New Jersey | Middlesex | Mixed-Humid | Middle Atlantic Division | 11232
NJ | New Jersey | Monmouth | Mixed-Humid | Middle Atlantic Division | 11232
NJ | New Jersey | Morris | Cold | Middle Atlantic Division | 11232
NJ | New Jersey | Ocean | Mixed-Humid | Middle Atlantic Division | 11232
NJ | New Jersey | Passaic | Cold | Middle Atlantic Division | 11232
NJ | New Jersey | Salem | Mixed-Humid | Middle Atlantic Division | 11232
NJ | New Jersey | Somerset | Cold | Middle Atlantic Division | 11232
NJ | New Jersey | Sussex | Cold | Middle Atlantic Division | 11232
NJ | New Jersey | Union | Mixed-Humid | Middle Atlantic Division | 11232
NJ | New Jersey | Warren | Cold | Middle Atlantic Division | 11232
NM | New Mexico | Bernalillo | Mixed-Dry | Mountain Division | 4981
NM | New Mexico | Catron | Cold | Mountain Division | 4981
NM | New Mexico | Chaves | Hot-Dry | Mountain Division | 4981
NM | New Mexico | Cibola | Cold | Mountain Division | 4981
NM | New Mexico | Colfax | Cold | Mountain Division | 4981
NM | New Mexico | Curry | Mixed-Dry | Mountain Division | 4981
NM | New Mexico | DeBaca | Mixed-Dry | Mountain Division | 4981
NM | New Mexico | Dona Ana | Hot-Dry | Mountain Division | 4981
NM | New Mexico | Eddy | Hot-Dry | Mountain Division | 4981
NM | New Mexico | Grant | Mixed-Dry | Mountain Division | 4981
NM | New Mexico | Guadalupe | Mixed-Dry | Mountain Division | 4981
NM | New Mexico | Harding | Cold | Mountain Division | 4981
NM | New Mexico | Hidalgo | Hot-Dry | Mountain Division | 4981
NM | New Mexico | Lea | Hot-Dry | Mountain Division | 4981
NM | New Mexico | Lincoln | Mixed-Dry | Mountain Division | 4981
NM | New Mexico | Los Alamos | Cold | Mountain Division | 4981
NM | New Mexico | Luna | Hot-Dry | Mountain Division | 4981
NM | New Mexico | McKinley | Cold | Mountain Division | 4981
NM | New Mexico | Mora | Cold | Mountain Division | 4981
NM | New Mexico | Otero | Hot-Dry | Mountain Division | 4981
NM | New Mexico | Quay | Mixed-Dry | Mountain Division | 4981
NM | New Mexico | Rio Arriba | Cold | Mountain Division | 4981
NM | New Mexico | Roosevelt | Mixed-Dry | Mountain Division | 4981
NM | New Mexico | San Juan | Cold | Mountain Division | 4981
NM | New Mexico | San Miguel | Cold | Mountain Division | 4981
NY | New York | Washington | Cold | Middle Atlantic Division | 11232
NY | New York | Wayne | Cold | Middle Atlantic Division | 11232
NY | New York | Westchester | Mixed-Humid | Middle Atlantic Division | 11232
NY | New York | Wyoming | Cold | Middle Atlantic Division | 11232
NY | New York | Yates | Cold | Middle Atlantic Division | 11232
NC | North Carolina | Alamance | Mixed-Humid | South Atlantic Division | 17981
NC | North Carolina | Alexander | Mixed-Humid | South Atlantic Division | 17981
NC | North Carolina | Alleghany | Cold | South Atlantic Division | 17981
NC | North Carolina | Anson | Mixed-Humid | South Atlantic Division | 17981
NC | North Carolina | Ashe | Cold | South Atlantic Division | 17981
NC | North Carolina | Avery | Cold | South Atlantic Division | 17981
NC | North Carolina | Beaufort | Mixed-Humid | South Atlantic Division | 17981
NC | North Carolina | Bertie | Mixed-Humid | South Atlantic Division | 17981
NC | North Carolina | Bladen | Mixed-Humid | South Atlantic Division | 17981
NC | North Carolina | Brunswick | Hot-Humid | South Atlantic Division | 17981
NC | North Carolina | Buncombe | Mixed-Humid | South Atlantic Division | 17981
NC | North Carolina | Burke | Mixed-Humid | South Atlantic Division | 17981
NC | North Carolina | Cabarrus | Mixed-Humid | South Atlantic Division | 17981
NC | North Carolina | Caldwell | Mixed-Humid | South Atlantic Division | 17981
NC | North Carolina | Camden | Mixed-Humid | South Atlantic Division | 17981
NC | North Carolina | Carteret | Hot-Humid | South Atlantic Division | 17981
NC | North Carolina | Caswell | Mixed-Humid | South Atlantic Division | 17981
NC | North Carolina | Catawba | Mixed-Humid | South Atlantic Division | 17981
NC | North Carolina | Chatham | Mixed-Humid | South Atlantic Division | 17981
NC | North Carolina | Cherokee | Mixed-Humid | South Atlantic Division | 17981
NC | North Carolina | Chowan | Mixed-Humid | South Atlantic Division | 17981
NC | North Carolina | Clay | Mixed-Humid | South Atlantic Division | 17981
NC | North Carolina | Cleveland | Mixed-Humid | South Atlantic Division | 17981
NC | North Carolina | Columbus | Hot-Humid | South Atlantic Division | 17981
NC | North Carolina | Craven | Mixed-Humid | South Atlantic Division | 17981
NC | North Carolina | Cumberland | Mixed-Humid | South Atlantic Division | 17981
NC | North Carolina | Currituck | Mixed-Humid | South Atlantic Division | 17981
NC | North Carolina | Dare | Mixed-Humid | South Atlantic Division | 17981
NC | North Carolina | Davidson | Mixed-Humid | South Atlantic Division | 17981
NC | North Carolina | Davie | Mixed-Humid | South Atlantic Division | 17981
NC | North Carolina | Duplin | Mixed-Humid | South Atlantic Division | 17981
NC | North Carolina | Durham | Mixed-Humid | South Atlantic Division | 17981
NC | North Carolina | Edgecombe | Mixed-Humid | South Atlantic Division | 17981
NC | North Carolina | Forsyth | Mixed-Humid | South Atlantic Division | 17981
NC | North Carolina | Franklin | Mixed-Humid | South Atlantic Division | 17981
NC | North Carolina | Gaston | Mixed-Humid | South Atlantic Division | 17981
NC | North Carolina | Gates | Mixed-Humid | South Atlantic Division | 17981
NC | North Carolina | Graham | Mixed-Humid | South Atlantic Division | 17981
NC | North Carolina | Granville | Mixed-Humid | South Atlantic Division | 17981
NC | North Carolina | Greene | Mixed-Humid | South Atlantic Division | 17981
NC | North Carolina | Guilford | Mixed-Humid | South Atlantic Division | 17981
NC | North Carolina | Halifax | Mixed-Humid | South Atlantic Division | 17981
NC | North Carolina | Harnett | Mixed-Humid | South Atlantic Division | 17981
NC | North Carolina | Haywood | Mixed-Humid | South Atlantic Division | 17981
NC | North Carolina | Henderson | Mixed-Humid | South Atlantic Division | 17981
NC | North Carolina | Hertford | Mixed-Humid | South Atlantic Division | 17981
NC | North Carolina | Hoke | Mixed-Humid | South Atlantic Division | 17981
NC | North Carolina | Hyde | Mixed-Humid | South Atlantic Division | 17981
NC | North Carolina | Iredell | Mixed-Humid | South Atlantic Division | 17981
NC | North Carolina | Jackson | Mixed-Humid | South Atlantic Division | 17981
NC | North Carolina | Johnston | Mixed-Humid | South Atlantic Division | 17981
NC | North Carolina | Jones | Mixed-Humid | South Atlantic Division | 17981
NC | North Carolina | Lee | Mixed-Humid | South Atlantic Division | 17981
NC | North Carolina | Lenoir | Mixed-Humid | South Atlantic Division | 17981
NC | North Carolina | Lincoln | Mixed-Humid | South Atlantic Division | 17981
NC | North Carolina | Macon | Mixed-Humid | South Atlantic Division | 17981
NC | North Carolina | Madison | Mixed-Humid | South Atlantic Division | 17981
NC | North Carolina | Martin | Mixed-Humid | South Atlantic Division | 17981
NC | North Carolina | McDowell | Mixed-Humid | South Atlantic Division | 17981
NC | North Carolina | Mecklenburg | Mixed-Humid | South Atlantic Division | 17981
ND | North Dakota | McIntosh | Cold | West North Central Division | 6178
ND | North Dakota | McKenzie | Cold | West North Central Division | 6178
ND | North Dakota | McLean | Very Cold | West North Central Division | 6178
ND | North Dakota | Mercer | Cold | West North Central Division | 6178
ND | North Dakota | Morton | Cold | West North Central Division | 6178
ND | North Dakota | Mountrail | Very Cold | West North Central Division | 6178
ND | North Dakota | Nelson | Very Cold | West North Central Division | 6178
ND | North Dakota | Oliver | Cold | West North Central Division | 6178
ND | North Dakota | Pembina | Very Cold | West North Central Division | 6178
ND | North Dakota | Pierce | Very Cold | West North Central Division | 6178
ND | North Dakota | Ramsey | Very Cold | West North Central Division | 6178
ND | North Dakota | Ransom | Cold | West North Central Division | 6178
ND | North Dakota | Renville | Very Cold | West North Central Division | 6178
ND | North Dakota | Richland | Cold | West North Central Division | 6178
ND | North Dakota | Rolette | Very Cold | West North Central Division | 6178
ND | North Dakota | Sargent | Cold | West North Central Division | 6178
ND | North Dakota | Sheridan | Very Cold | West North Central Division | 6178
ND | North Dakota | Sioux | Cold | West North Central Division | 6178
ND | North Dakota | Slope | Cold | West North Central Division | 6178
ND | North Dakota | Stark | Cold | West North Central Division | 6178
ND | North Dakota | Steele | Very Cold | West North Central Division | 6178
ND | North Dakota | Stutsman | Very Cold | West North Central Division | 6178
ND | North Dakota | Towner | Very Cold | West North Central Division | 6178
ND | North Dakota | Traill | Very Cold | West North Central Division | 6178
ND | North Dakota | Walsh | Very Cold | West North Central Division | 6178
ND | North Dakota | Ward | Very Cold | West North Central Division | 6178
ND | North Dakota | Wells | Very Cold | West North Central Division | 6178
ND | North Dakota | Williams | Very Cold | West North Central Division | 6178
OH | Ohio | Adams | Mixed-Humid | East North Central Division | 12742
OH | Ohio | Allen | Cold | East North Central Division | 12742
OH | Ohio | Ashland | Cold | East North Central Division | 12742
OH | Ohio | Ashtabula | Cold | East North Central Division | 12742
OH | Ohio | Athens | Cold | East North Central Division | 12742
OH | Ohio | Auglaize | Cold | East North Central Division | 12742
OH | Ohio | Belmont | Cold | East North Central Division | 12742
OH | Ohio | Brown | Mixed-Humid | East North Central Division | 12742
OH | Ohio | Butler | Cold | East North Central Division | 12742
OH | Ohio | Carroll | Cold | East North Central Division | 12742
OH | Ohio | Champaign | Cold | East North Central Division | 12742
OH | Ohio | Clark | Cold | East North Central Division | 12742
OH | Ohio | Clermont | Mixed-Humid | East North Central Division | 12742
OH | Ohio | Clinton | Cold | East North Central Division | 12742
OH | Ohio | Columbiana | Cold | East North Central Division | 12742
OH | Ohio | Coshocton | Cold | East North Central Division | 12742
OH | Ohio | Crawford | Cold | East North Central Division | 12742
OH | Ohio | Cuyahoga | Cold | East North Central Division | 12742
OH | Ohio | Darke | Cold | East North Central Division | 12742
OH | Ohio | Defiance | Cold | East North Central Division | 12742
OH | Ohio | Delaware | Cold | East North Central Division | 12742
OH | Ohio | Erie | Cold | East North Central Division | 12742
OH | Ohio | Fairfield | Cold | East North Central Division | 12742
OH | Ohio | Fayette | Cold | East North Central Division | 12742
OH | Ohio | Franklin | Cold | East North Central Division | 12742
OH | Ohio | Fulton | Cold | East North Central Division | 12742
OH | Ohio | Gallia | Mixed-Humid | East North Central Division | 12742
OH | Ohio | Geauga | Cold | East North Central Division | 12742
OH | Ohio | Greene | Cold | East North Central Division | 12742
OH | Ohio | Guernsey | Cold | East North Central Division | 12742
OH | Ohio | Hamilton | Mixed-Humid | East North Central Division | 12742
OH | Ohio | Hancock | Cold | East North Central Division | 12742
OH | Ohio | Hardin | Cold | East North Central Division | 12742
OH | Ohio | Harrison | Cold | East North Central Division | 12742
OH | Ohio | Henry | Cold | East North Central Division | 12742
OH | Ohio | Highland | Cold | East North Central Division | 12742
OH | Ohio | Hocking | Cold | East North Central Division | 12742
OK | Oklahoma | Coal | Mixed-Humid | West South Central Division | 11394
OK | Oklahoma | Comanche | Mixed-Humid | West South Central Division | 11394
OK | Oklahoma | Cotton | Mixed-Humid | West South Central Division | 11394
OK | Oklahoma | Craig | Mixed-Humid | West South Central Division | 11394
OK | Oklahoma | Creek | Mixed-Humid | West South Central Division | 11394
OK | Oklahoma | Custer | Mixed-Humid | West South Central Division | 11394
OK | Oklahoma | Delaware | Mixed-Humid | West South Central Division | 11394
OK | Oklahoma | Dewey | Mixed-Humid | West South Central Division | 11394
OK | Oklahoma | Ellis | Mixed-Humid | West South Central Division | 11394
OK | Oklahoma | Garfield | Mixed-Humid | West South Central Division | 11394
OK | Oklahoma | Garvin | Mixed-Humid | West South Central Division | 11394
OK | Oklahoma | Grady | Mixed-Humid | West South Central Division | 11394
OK | Oklahoma | Grant | Mixed-Humid | West South Central Division | 11394
OK | Oklahoma | Greer | Mixed-Humid | West South Central Division | 11394
OK | Oklahoma | Harmon | Mixed-Humid | West South Central Division | 11394
OK | Oklahoma | Harper | Mixed-Humid | West South Central Division | 11394
OK | Oklahoma | Haskell | Mixed-Humid | West South Central Division | 11394
OK | Oklahoma | Hughes | Mixed-Humid | West South Central Division | 11394
OK | Oklahoma | Jackson | Mixed-Humid | West South Central Division | 11394
OK | Oklahoma | Jefferson | Mixed-Humid | West South Central Division | 11394
OK | Oklahoma | Johnston | Mixed-Humid | West South Central Division | 11394
OK | Oklahoma | Kay | Mixed-Humid | West South Central Division | 11394
OK | Oklahoma | Kingfisher | Mixed-Humid | West South Central Division | 11394
OK | Oklahoma | Kiowa | Mixed-Humid | West South Central Division | 11394
OK | Oklahoma | Latimer | Mixed-Humid | West South Central Division | 11394
OK | Oklahoma | Le Flore | Mixed-Humid | West South Central Division | 11394
OK | Oklahoma | Lincoln | Mixed-Humid | West South Central Division | 11394
OK | Oklahoma | Logan | Mixed-Humid | West South Central Division | 11394
OK | Oklahoma | Love | Mixed-Humid | West South Central Division | 11394
OK | Oklahoma | Major | Mixed-Humid | West South Central Division | 11394
OK | Oklahoma | Marshall | Mixed-Humid | West South Central Division | 11394
OK | Oklahoma | Mayes | Mixed-Humid | West South Central Division | 11394
OK | Oklahoma | McClain | Mixed-Humid | West South Central Division | 11394
OK | Oklahoma | McCurtain | Mixed-Humid | West South Central Division | 11394
OK | Oklahoma | McIntosh | Mixed-Humid | West South Central Division | 11394
OK | Oklahoma | Murray | Mixed-Humid | West South Central Division | 11394
OK | Oklahoma | Muskogee | Mixed-Humid | West South Central Division | 11394
OK | Oklahoma | Noble | Mixed-Humid | West South Central Division | 11394
OK | Oklahoma | Nowata | Mixed-Humid | West South Central Division | 11394
OK | Oklahoma | Okfuskee | Mixed-Humid | West South Central Division | 11394
OK | Oklahoma | Oklahoma | Mixed-Humid | West South Central Division | 11394
OK | Oklahoma | Okmulgee | Mixed-Humid | West South Central Division | 11394
OK | Oklahoma | Osage | Mixed-Humid | West South Central Division | 11394
OK | Oklahoma | Ottawa | Mixed-Humid | West South Central Division | 11394
OK | Oklahoma | Pawnee | Mixed-Humid | West South Central Division | 11394
OK | Oklahoma | Payne | Mixed-Humid | West South Central Division | 11394
OK | Oklahoma | Pittsburg | Mixed-Humid | West South Central Division | 11394
OK | Oklahoma | Pontotoc | Mixed-Humid | West South Central Division | 11394
OK | Oklahoma | Pottawatomie | Mixed-Humid | West South Central Division | 11394
OK | Oklahoma | Pushmataha | Mixed-Humid | West South Central Division | 11394
OK | Oklahoma | Roger Mills | Mixed-Humid | West South Central Division | 11394
OK | Oklahoma | Rogers | Mixed-Humid | West South Central Division | 11394
OK | Oklahoma | Seminole | Mixed-Humid | West South Central Division | 11394
OK | Oklahoma | Sequoyah | Mixed-Humid | West South Central Division | 11394
OK | Oklahoma | Stephens | Mixed-Humid | West South Central Division | 11394
OK | Oklahoma | Texas | Mixed-Dry | West South Central Division | 11394
OK | Oklahoma | Tillman | Mixed-Humid | West South Central Division | 11394
OK | Oklahoma | Tulsa | Mixed-Humid | West South Central Division | 11394
OK | Oklahoma | Wagoner | Mixed-Humid | West South Central Division | 11394
OK | Oklahoma | Washington | Mixed-Humid | West South Central Division | 11394
OK | Oklahoma | Washita | Mixed-Humid | West South Central Division | 11394
OK | Oklahoma | Woods | Mixed-Humid | West South Central Division | 11394
OK | Oklahoma | Woodward | Mixed-Humid | West South Central Division | 11394
OR | Oregon | Baker | Cold | Pacific Division | 13379
OR | Oregon | Benton | Marine | Pacific Division | 13379
PA | Pennsylvania | Indiana | Cold | Middle Atlantic Division | 11232
PA | Pennsylvania | Jefferson | Cold | Middle Atlantic Division | 11232
PA | Pennsylvania | Juniata | Cold | Middle Atlantic Division | 11232
PA | Pennsylvania | Lackawanna | Cold | Middle Atlantic Division | 11232
PA | Pennsylvania | Lancaster | Cold | Middle Atlantic Division | 11232
PA | Pennsylvania | Lawrence | Cold | Middle Atlantic Division | 11232
PA | Pennsylvania | Lebanon | Cold | Middle Atlantic Division | 11232
PA | Pennsylvania | Lehigh | Cold | Middle Atlantic Division | 11232
PA | Pennsylvania | Luzerne | Cold | Middle Atlantic Division | 11232
PA | Pennsylvania | Lycoming | Cold | Middle Atlantic Division | 11232
PA | Pennsylvania | McKean | Cold | Middle Atlantic Division | 11232
PA | Pennsylvania | Mercer | Cold | Middle Atlantic Division | 11232
PA | Pennsylvania | Mifflin | Cold | Middle Atlantic Division | 11232
PA | Pennsylvania | Monroe | Cold | Middle Atlantic Division | 11232
PA | Pennsylvania | Montgomery | Mixed-Humid | Middle Atlantic Division | 11232
PA | Pennsylvania | Montour | Cold | Middle Atlantic Division | 11232
PA | Pennsylvania | Northampton | Cold | Middle Atlantic Division | 11232
PA | Pennsylvania | Northumberland | Cold | Middle Atlantic Division | 11232
PA | Pennsylvania | Perry | Cold | Middle Atlantic Division | 11232
PA | Pennsylvania | Philadelphia | Mixed-Humid | Middle Atlantic Division | 11232
PA | Pennsylvania | Pike | Cold | Middle Atlantic Division | 11232
PA | Pennsylvania | Potter | Cold | Middle Atlantic Division | 11232
PA | Pennsylvania | Schuylkill | Cold | Middle Atlantic Division | 11232
PA | Pennsylvania | Snyder | Cold | Middle Atlantic Division | 11232
PA | Pennsylvania | Somerset | Cold | Middle Atlantic Division | 11232
PA | Pennsylvania | Sullivan | Cold | Middle Atlantic Division | 11232
PA | Pennsylvania | Susquehanna | Cold | Middle Atlantic Division | 11232
PA | Pennsylvania | Tioga | Cold | Middle Atlantic Division | 11232
PA | Pennsylvania | Union | Cold | Middle Atlantic Division | 11232
PA | Pennsylvania | Venango | Cold | Middle Atlantic Division | 11232
PA | Pennsylvania | Warren | Cold | Middle Atlantic Division | 11232
PA | Pennsylvania | Washington | Cold | Middle Atlantic Division | 11232
PA | Pennsylvania | Wayne | Cold | Middle Atlantic Division | 11232
PA | Pennsylvania | Westmoreland | Cold | Middle Atlantic Division | 11232
PA | Pennsylvania | Wyoming | Cold | Middle Atlantic Division | 11232
PA | Pennsylvania | York | Mixed-Humid | Middle Atlantic Division | 11232
RI | Rhode Island | Bristol | Cold | New England Division | 4302
RI | Rhode Island | Kent | Cold | New England Division | 4302
RI | Rhode Island | Newport | Cold | New England Division | 4302
RI | Rhode Island | Providence | Cold | New England Division | 4302
RI | Rhode Island | Washington | Cold | New England Division | 4302
SC | South Carolina | Abbeville | Mixed-Humid | South Atlantic Division | 17981
SC | South Carolina | Aiken | Mixed-Humid | South Atlantic Division | 17981
SC | South Carolina | Allendale | Hot-Humid | South Atlantic Division | 17981
SC | South Carolina | Anderson | Mixed-Humid | South Atlantic Division | 17981
SC | South Carolina | Bamberg | Hot-Humid | South Atlantic Division | 17981
SC | South Carolina | Barnwell | Hot-Humid | South Atlantic Division | 17981
SC | South Carolina | Beaufort | Hot-Humid | South Atlantic Division | 17981
SC | South Carolina | Berkeley | Hot-Humid | South Atlantic Division | 17981
SC | South Carolina | Calhoun | Mixed-Humid | South Atlantic Division | 17981
SC | South Carolina | Charleston | Hot-Humid | South Atlantic Division | 17981
SC | South Carolina | Cherokee | Mixed-Humid | South Atlantic Division | 17981
SC | South Carolina | Chester | Mixed-Humid | South Atlantic Division | 17981
SC | South Carolina | Chesterfield | Mixed-Humid | South Atlantic Division | 17981
SC | South Carolina | Clarendon | Mixed-Humid | South Atlantic Division | 17981
SC | South Carolina | Colleton | Hot-Humid | South Atlantic Division | 17981
SC | South Carolina | Darlington | Mixed-Humid | South Atlantic Division | 17981
SC | South Carolina | Dillon | Mixed-Humid | South Atlantic Division | 17981
SC | South Carolina | Dorchester | Hot-Humid | South Atlantic Division | 17981
SC | South Carolina | Edgefield | Mixed-Humid | South Atlantic Division | 17981
SC | South Carolina | Fairfield | Mixed-Humid | South Atlantic Division | 17981
SC | South Carolina | Florence | Mixed-Humid | South Atlantic Division | 17981
SC | South Carolina | Georgetown | Hot-Humid | South Atlantic Division | 17981
SC | South Carolina | Greenville | Mixed-Humid | South Atlantic Division | 17981
SC | South Carolina | Greenwood | Mixed-Humid | South Atlantic Division | 17981
SD | South Dakota | McCook | Cold | West North Central Division | 6178
SD | South Dakota | McPherson | Cold | West North Central Division | 6178
SD | South Dakota | Meade | Cold | West North Central Division | 6178
SD | South Dakota | Mellette | Cold | West North Central Division | 6178
SD | South Dakota | Miner | Cold | West North Central Division | 6178
SD | South Dakota | Minnehaha | Cold | West North Central Division | 6178
SD | South Dakota | Moody | Cold | West North Central Division | 6178
SD | South Dakota | Pennington | Cold | West North Central Division | 6178
SD | South Dakota | Perkins | Cold | West North Central Division | 6178
SD | South Dakota | Potter | Cold | West North Central Division | 6178
SD | South Dakota | Roberts | Cold | West North Central Division | 6178
SD | South Dakota | Sanborn | Cold | West North Central Division | 6178
SD | South Dakota | Shannon | Cold | West North Central Division | 6178
SD | South Dakota | Spink | Cold | West North Central Division | 6178
SD | South Dakota | Stanley | Cold | West North Central Division | 6178
SD | South Dakota | Sully | Cold | West North Central Division | 6178
SD | South Dakota | Todd | Cold | West North Central Division | 6178
SD | South Dakota | Tripp | Cold | West North Central Division | 6178
SD | South Dakota | Turner | Cold | West North Central Division | 6178
SD | South Dakota | Union | Cold | West North Central Division | 6178
SD | South Dakota | Walworth | Cold | West North Central Division | 6178
SD | South Dakota | Yankton | Cold | West North Central Division | 6178
SD | South Dakota | Ziebach | Cold | West North Central Division | 6178
TN | Tennessee | Anderson | Mixed-Humid | East South Central Division | 4904
TN | Tennessee | Bedford | Mixed-Humid | East South Central Division | 4904
TN | Tennessee | Benton | Mixed-Humid | East South Central Division | 4904
TN | Tennessee | Bledsoe | Mixed-Humid | East South Central Division | 4904
TN | Tennessee | Blount | Mixed-Humid | East South Central Division | 4904
TN | Tennessee | Bradley | Mixed-Humid | East South Central Division | 4904
TN | Tennessee | Campbell | Mixed-Humid | East South Central Division | 4904
TN | Tennessee | Cannon | Mixed-Humid | East South Central Division | 4904
TN | Tennessee | Carroll | Mixed-Humid | East South Central Division | 4904
TN | Tennessee | Carter | Mixed-Humid | East South Central Division | 4904
TN | Tennessee | Cheatham | Mixed-Humid | East South Central Division | 4904
TN | Tennessee | Chester | Mixed-Humid | East South Central Division | 4904
TN | Tennessee | Claiborne | Mixed-Humid | East South Central Division | 4904
TN | Tennessee | Clay | Mixed-Humid | East South Central Division | 4904
TN | Tennessee | Cocke | Mixed-Humid | East South Central Division | 4904
TN | Tennessee | Coffee | Mixed-Humid | East South Central Division | 4904
TN | Tennessee | Crockett | Mixed-Humid | East South Central Division | 4904
TN | Tennessee | Cumberland | Mixed-Humid | East South Central Division | 4904
TN | Tennessee | Davidson | Mixed-Humid | East South Central Division | 4904
TN | Tennessee | Decatur | Mixed-Humid | East South Central Division | 4904
TN | Tennessee | DeKalb | Mixed-Humid | East South Central Division | 4904
TN | Tennessee | Dickson | Mixed-Humid | East South Central Division | 4904
TN | Tennessee | Dyer | Mixed-Humid | East South Central Division | 4904
TN | Tennessee | Fayette | Mixed-Humid | East South Central Division | 4904
TN | Tennessee | Fentress | Mixed-Humid | East South Central Division | 4904
TN | Tennessee | Franklin | Mixed-Humid | East South Central Division | 4904
TN | Tennessee | Gibson | Mixed-Humid | East South Central Division | 4904
TN | Tennessee | Giles | Mixed-Humid | East South Central Division | 4904
TN | Tennessee | Grainger | Mixed-Humid | East South Central Division | 4904
TN | Tennessee | Greene | Mixed-Humid | East South Central Division | 4904
TN | Tennessee | Grundy | Mixed-Humid | East South Central Division | 4904
TN | Tennessee | Hamblen | Mixed-Humid | East South Central Division | 4904
TN | Tennessee | Hamilton | Mixed-Humid | East South Central Division | 4904
TN | Tennessee | Hancock | Mixed-Humid | East South Central Division | 4904
TN | Tennessee | Hardeman | Mixed-Humid | East South Central Division | 4904
TN | Tennessee | Hardin | Mixed-Humid | East South Central Division | 4904
TN | Tennessee | Hawkins | Mixed-Humid | East South Central Division | 4904
TN | Tennessee | Haywood | Mixed-Humid | East South Central Division | 4904
TN | Tennessee | Henderson | Mixed-Humid | East South Central Division | 4904
TN | Tennessee | Henry | Mixed-Humid | East South Central Division | 4904
TN | Tennessee | Hickman | Mixed-Humid | East South Central Division | 4904
TN | Tennessee | Houston | Mixed-Humid | East South Central Division | 4904
TX | Texas | Bee | Hot-Humid | West South Central Division | 11394
TX | Texas | Bell | Hot-Humid | West South Central Division | 11394
TX | Texas | Bexar | Hot-Humid | West South Central Division | 11394
TX | Texas | Blanco | Hot-Humid | West South Central Division | 11394
TX | Texas | Borden | Hot-Dry | West South Central Division | 11394
TX | Texas | Bosque | Hot-Humid | West South Central Division | 11394
TX | Texas | Bowie | Hot-Humid | West South Central Division | 11394
TX | Texas | Brazoria | Hot-Humid | West South Central Division | 11394
TX | Texas | Brazos | Hot-Humid | West South Central Division | 11394
TX | Texas | Brewster | Hot-Dry | West South Central Division | 11394
TX | Texas | Briscoe | Mixed-Dry | West South Central Division | 11394
TX | Texas | Brooks | Hot-Humid | West South Central Division | 11394
TX | Texas | Brown | Hot-Humid | West South Central Division | 11394
TX | Texas | Burleson | Hot-Humid | West South Central Division | 11394
TX | Texas | Burnet | Hot-Humid | West South Central Division | 11394
TX | Texas | Caldwell | Hot-Humid | West South Central Division | 11394
TX | Texas | Calhoun | Hot-Humid | West South Central Division | 11394
TX | Texas | Callahan | Hot-Dry | West South Central Division | 11394
TX | Texas | Cameron | Hot-Humid | West South Central Division | 11394
TX | Texas | Camp | Hot-Humid | West South Central Division | 11394
TX | Texas | Carson | Mixed-Dry | West South Central Division | 11394
TX | Texas | Cass | Hot-Humid | West South Central Division | 11394
TX | Texas | Castro | Mixed-Dry | West South Central Division | 11394
TX | Texas | Chambers | Hot-Humid | West South Central Division | 11394
TX | Texas | Cherokee | Hot-Humid | West South Central Division | 11394
TX | Texas | Childress | Hot-Dry | West South Central Division | 11394
TX | Texas | Clay | Mixed-Humid | West South Central Division | 11394
TX | Texas | Cochran | Mixed-Dry | West South Central Division | 11394
TX | Texas | Coke | Hot-Dry | West South Central Division | 11394
TX | Texas | Coleman | Hot-Dry | West South Central Division | 11394
TX | Texas | Collin | Hot-Humid | West South Central Division | 11394
TX | Texas | Collingsworth | Hot-Dry | West South Central Division | 11394
TX | Texas | Colorado | Hot-Humid | West South Central Division | 11394
TX | Texas | Comal | Hot-Humid | West South Central Division | 11394
TX | Texas | Comanche | Hot-Humid | West South Central Division | 11394
TX | Texas | Concho | Hot-Dry | West South Central Division | 11394
TX | Texas | Cooke | Mixed-Humid | West South Central Division | 11394
TX | Texas | Coryell | Hot-Humid | West South Central Division | 11394
TX | Texas | Cottle | Hot-Dry | West South Central Division | 11394
TX | Texas | Crane | Hot-Dry | West South Central Division | 11394
TX | Texas | Crockett | Hot-Dry | West South Central Division | 11394
TX | Texas | Crosby | Hot-Dry | West South Central Division | 11394
TX | Texas | Culberson | Hot-Dry | West South Central Division | 11394
TX | Texas | Dallam | Mixed-Dry | West South Central Division | 11394
TX | Texas | Dallas | Hot-Humid | West South Central Division | 11394
TX | Texas | Dawson | Hot-Dry | West South Central Division | 11394
TX | Texas | Deaf Smith | Mixed-Dry | West South Central Division | 11394
TX | Texas | Delta | Hot-Humid | West South Central Division | 11394
TX | Texas | Denton | Hot-Humid | West South Central Division | 11394
TX | Texas | DeWitt | Hot-Humid | West South Central Division | 11394
TX | Texas | Dickens | Hot-Dry | West South Central Division | 11394
TX | Texas | Dimmit | Hot-Humid | West South Central Division | 11394
TX | Texas | Donley | Mixed-Dry | West South Central Division | 11394
TX | Texas | Duval | Hot-Humid | West South Central Division | 11394
TX | Texas | Eastland | Mixed-Humid | West South Central Division | 11394
TX | Texas | Ector | Hot-Dry | West South Central Division | 11394
TX | Texas | Edwards | Hot-Humid | West South Central Division | 11394
TX | Texas | El Paso | Hot-Dry | West South Central Division | 11394
TX | Texas | Ellis | Hot-Humid | West South Central Division | 11394
TX | Texas | Erath | Hot-Humid | West South Central Division | 11394
TX | Texas | Falls | Hot-Humid | West South Central Division | 11394
TX | Texas | Fannin | Mixed-Humid | West South Central Division | 11394
TX | Texas | Fayette | Hot-Humid | West South Central Division | 11394
TX | Texas | Fisher | Hot-Dry | West South Central Division | 11394
TX | Texas | Floyd | Mixed-Dry | West South Central Division | 11394
TX | Texas | Lavaca | Hot-Humid | West South Central Division | 11394
TX | Texas | Lee | Hot-Humid | West South Central Division | 11394
TX | Texas | Leon | Hot-Humid | West South Central Division | 11394
TX | Texas | Liberty | Hot-Humid | West South Central Division | 11394
TX | Texas | Limestone | Hot-Humid | West South Central Division | 11394
TX | Texas | Lipscomb | Mixed-Dry | West South Central Division | 11394
TX | Texas | Live Oak | Hot-Humid | West South Central Division | 11394
TX | Texas | Llano | Hot-Humid | West South Central Division | 11394
TX | Texas | Loving | Hot-Dry | West South Central Division | 11394
TX | Texas | Lubbock | Hot-Dry | West South Central Division | 11394
TX | Texas | Lynn | Hot-Dry | West South Central Division | 11394
TX | Texas | Madison | Hot-Humid | West South Central Division | 11394
TX | Texas | Marion | Hot-Humid | West South Central Division | 11394
TX | Texas | Martin | Hot-Dry | West South Central Division | 11394
TX | Texas | Mason | Hot-Dry | West South Central Division | 11394
TX | Texas | Matagorda | Hot-Humid | West South Central Division | 11394
TX | Texas | Maverick | Hot-Humid | West South Central Division | 11394
TX | Texas | McCulloch | Hot-Dry | West South Central Division | 11394
TX | Texas | McLennan | Hot-Humid | West South Central Division | 11394
TX | Texas | McMullen | Hot-Humid | West South Central Division | 11394
TX | Texas | Medina | Hot-Humid | West South Central Division | 11394
TX | Texas | Menard | Hot-Dry | West South Central Division | 11394
TX | Texas | Midland | Hot-Dry | West South Central Division | 11394
TX | Texas | Milam | Hot-Humid | West South Central Division | 11394
TX | Texas | Mills | Hot-Humid | West South Central Division | 11394
TX | Texas | Mitchell | Hot-Dry | West South Central Division | 11394
TX | Texas | Montague | Mixed-Humid | West South Central Division | 11394
TX | Texas | Montgomery | Hot-Humid | West South Central Division | 11394
TX | Texas | Moore | Mixed-Dry | West South Central Division | 11394
TX | Texas | Morris | Hot-Humid | West South Central Division | 11394
TX | Texas | Motley | Hot-Dry | West South Central Division | 11394
TX | Texas | Nacogdoches | Hot-Humid | West South Central Division | 11394
TX | Texas | Navarro | Hot-Humid | West South Central Division | 11394
TX | Texas | Newton | Hot-Humid | West South Central Division | 11394
TX | Texas | Nolan | Hot-Dry | West South Central Division | 11394
TX | Texas | Nueces | Hot-Humid | West South Central Division | 11394
TX | Texas | Ochiltree | Mixed-Dry | West South Central Division | 11394
TX | Texas | Oldham | Mixed-Dry | West South Central Division | 11394
TX | Texas | Orange | Hot-Humid | West South Central Division | 11394
TX | Texas | Palo Pinto | Mixed-Humid | West South Central Division | 11394
TX | Texas | Panola | Hot-Humid | West South Central Division | 11394
TX | Texas | Parker | Hot-Humid | West South Central Division | 11394
TX | Texas | Parmer | Mixed-Dry | West South Central Division | 11394
TX | Texas | Pecos | Hot-Dry | West South Central Division | 11394
TX | Texas | Polk | Hot-Humid | West South Central Division | 11394
TX | Texas | Potter | Mixed-Dry | West South Central Division | 11394
TX | Texas | Presidio | Hot-Dry | West South Central Division | 11394
TX | Texas | Rains | Hot-Humid | West South Central Division | 11394
TX | Texas | Randall | Mixed-Dry | West South Central Division | 11394
TX | Texas | Reagan | Hot-Dry | West South Central Division | 11394
TX | Texas | Real | Hot-Humid | West South Central Division | 11394
TX | Texas | Red River | Hot-Humid | West South Central Division | 11394
TX | Texas | Reeves | Hot-Dry | West South Central Division | 11394
TX | Texas | Refugio | Hot-Humid | West South Central Division | 11394
TX | Texas | Roberts | Mixed-Dry | West South Central Division | 11394
TX | Texas | Robertson | Hot-Humid | West South Central Division | 11394
TX | Texas | Rockwall | Hot-Humid | West South Central Division | 11394
TX | Texas | Runnels | Hot-Dry | West South Central Division | 11394
TX | Texas | Rusk | Hot-Humid | West South Central Division | 11394
TX | Texas | Sabine | Hot-Humid | West South Central Division | 11394
TX | Texas | San Augustine | Hot-Humid | West South Central Division | 11394
TX | Texas | San Jacinto | Hot-Humid | West South Central Division | 11394
TX | Texas | San Patricio | Hot-Humid | West South Central Division | 11394
TX | Texas | San Saba | Hot-Humid | West South Central Division | 11394
TX | Texas | Schleicher | Hot-Dry | West South Central Division | 11394
UT | Utah | San Juan | Cold | Mountain Division | 4981
UT | Utah | Sanpete | Cold | Mountain Division | 4981
UT | Utah | Sevier | Cold | Mountain Division | 4981
UT | Utah | Summit | Cold | Mountain Division | 4981
UT | Utah | Tooele | Cold | Mountain Division | 4981
UT | Utah | Uintah | Cold | Mountain Division | 4981
UT | Utah | Utah | Cold | Mountain Division | 4981
UT | Utah | Wasatch | Cold | Mountain Division | 4981
UT | Utah | Washington | Hot-Dry | Mountain Division | 4981
UT | Utah | Wayne | Cold | Mountain Division | 4981
UT | Utah | Weber | Cold | Mountain Division | 4981
VT | Vermont | Addison | Cold | New England Division | 4302
VT | Vermont | Bennington | Cold | New England Division | 4302
VT | Vermont | Caledonia | Cold | New England Division | 4302
VT | Vermont | Chittenden | Cold | New England Division | 4302
VT | Vermont | Essex | Cold | New England Division | 4302
VT | Vermont | Franklin | Cold | New England Division | 4302
VT | Vermont | Grand Isle | Cold | New England Division | 4302
VT | Vermont | Lamoille | Cold | New England Division | 4302
VT | Vermont | Orange | Cold | New England Division | 4302
VT | Vermont | Orleans | Cold | New England Division | 4302
VT | Vermont | Rutland | Cold | New England Division | 4302
VT | Vermont | Washington | Cold | New England Division | 4302
VT | Vermont | Windham | Cold | New England Division | 4302
VT | Vermont | Windsor | Cold | New England Division | 4302
VA | Virginia | Accomack | Mixed-Humid | South Atlantic Division | 17981
VA | Virginia | Albemarle | Mixed-Humid | South Atlantic Division | 17981
VA | Virginia | Alexandria (city) | Mixed-Humid | South Atlantic Division | 17981
VA | Virginia | Alleghany | Mixed-Humid | South Atlantic Division | 17981
VA | Virginia | Amelia | Mixed-Humid | South Atlantic Division | 17981
VA | Virginia | Amherst | Mixed-Humid | South Atlantic Division | 17981
VA | Virginia | Appomattox | Mixed-Humid | South Atlantic Division | 17981
VA | Virginia | Arlington | Mixed-Humid | South Atlantic Division | 17981
VA | Virginia | Augusta | Mixed-Humid | South Atlantic Division | 17981
VA | Virginia | Bath | Mixed-Humid | South Atlantic Division | 17981
VA | Virginia | Bedford | Mixed-Humid | South Atlantic Division | 17981
VA | Virginia | Bedford (city) | Mixed-Humid | South Atlantic Division | 17981
VA | Virginia | Bland | Mixed-Humid | South Atlantic Division | 17981
VA | Virginia | Botetourt | Mixed-Humid | South Atlantic Division | 17981
VA | Virginia | Bristol (city) | Mixed-Humid | South Atlantic Division | 17981
VA | Virginia | Brunswick | Mixed-Humid | South Atlantic Division | 17981
VA | Virginia | Buchanan | Mixed-Humid | South Atlantic Division | 17981
VA | Virginia | Buckingham | Mixed-Humid | South Atlantic Division | 17981
VA | Virginia | Buena Vista (city) | Mixed-Humid | South Atlantic Division | 17981
VA | Virginia | Campbell | Mixed-Humid | South Atlantic Division | 17981
VA | Virginia | Caroline | Mixed-Humid | South Atlantic Division | 17981
VA | Virginia | Carroll | Mixed-Humid | South Atlantic Division | 17981
VA | Virginia | Charles City | Mixed-Humid | South Atlantic Division | 17981
VA | Virginia | Charlotte | Mixed-Humid | South Atlantic Division | 17981
VA | Virginia | Charlottesville (city) | Mixed-Humid | South Atlantic Division | 17981
VA | Virginia | Chesapeake (city) | Mixed-Humid | South Atlantic Division | 17981
VA | Virginia | Chesterfield | Mixed-Humid | South Atlantic Division | 17981
VA | Virginia | Clarke | Mixed-Humid | South Atlantic Division | 17981
VA | Virginia | Clifton Forge (city) | Mixed-Humid | South Atlantic Division | 17981
VA | Virginia | Colonial Heights (city) | Mixed-Humid | South Atlantic Division | 17981
VA | Virginia | Covington (city) | Mixed-Humid | South Atlantic Division | 17981
VA | Virginia | Craig | Mixed-Humid | South Atlantic Division | 17981
VA | Virginia | Culpeper | Mixed-Humid | South Atlantic Division | 17981
VA | Virginia | Cumberland | Mixed-Humid | South Atlantic Division | 17981
VA | Virginia | Danville (city) | Mixed-Humid | South Atlantic Division | 17981
VA | Virginia | Dickenson | Mixed-Humid | South Atlantic Division | 17981
VA | Virginia | Dinwiddie | Mixed-Humid | South Atlantic Division | 17981
VA | Virginia | Emporia (city) | Mixed-Humid | South Atlantic Division | 17981
VA | Virginia | Essex | Mixed-Humid | South Atlantic Division | 17981
VA | Virginia | Fairfax | Mixed-Humid | South Atlantic Division | 17981
VA | Virginia | Rappahannock | Mixed-Humid | South Atlantic Division | 17981
VA | Virginia | Richmond | Mixed-Humid | South Atlantic Division | 17981
VA | Virginia | Richmond (city) | Mixed-Humid | South Atlantic Division | 17981
VA | Virginia | Roanoke | Mixed-Humid | South Atlantic Division | 17981
VA | Virginia | Roanoke (city) | Mixed-Humid | South Atlantic Division | 17981
VA | Virginia | Rockbridge | Mixed-Humid | South Atlantic Division | 17981
VA | Virginia | Rockingham | Mixed-Humid | South Atlantic Division | 17981
VA | Virginia | Russell | Mixed-Humid | South Atlantic Division | 17981
VA | Virginia | Salem (city) | Mixed-Humid | South Atlantic Division | 17981
VA | Virginia | Scott | Mixed-Humid | South Atlantic Division | 17981
VA | Virginia | Shenandoah | Mixed-Humid | South Atlantic Division | 17981
VA | Virginia | Smyth | Mixed-Humid | South Atlantic Division | 17981
VA | Virginia | Southampton | Mixed-Humid | South Atlantic Division | 17981
VA | Virginia | Spotsylvania | Mixed-Humid | South Atlantic Division | 17981
VA | Virginia | Stafford | Mixed-Humid | South Atlantic Division | 17981
VA | Virginia | Staunton (city) | Mixed-Humid | South Atlantic Division | 17981
VA | Virginia | Suffolk (city) | Mixed-Humid | South Atlantic Division | 17981
VA | Virginia | Surry | Mixed-Humid | South Atlantic Division | 17981
VA | Virginia | Sussex | Mixed-Humid | South Atlantic Division | 17981
VA | Virginia | Tazewell | Mixed-Humid | South Atlantic Division | 17981
VA | Virginia | Virginia Beach (city) | Mixed-Humid | South Atlantic Division | 17981
VA | Virginia | Warren | Mixed-Humid | South Atlantic Division | 17981
VA | Virginia | Washington | Mixed-Humid | South Atlantic Division | 17981
VA | Virginia | Waynesboro (city) | Mixed-Humid | South Atlantic Division | 17981
VA | Virginia | Westmoreland | Mixed-Humid | South Atlantic Division | 17981
VA | Virginia | Williamsburg (city) | Mixed-Humid | South Atlantic Division | 17981
VA | Virginia | Winchester (city) | Mixed-Humid | South Atlantic Division | 17981
VA | Virginia | Wise | Mixed-Humid | South Atlantic Division | 17981
VA | Virginia | Wythe | Mixed-Humid | South Atlantic Division | 17981
VA | Virginia | York | Mixed-Humid | South Atlantic Division | 17981
WA | Washington | Adams | Cold | Pacific Division | 13379
WA | Washington | Asotin | Cold | Pacific Division | 13379
WA | Washington | Benton | Cold | Pacific Division | 13379
WA | Washington | Chelan | Cold | Pacific Division | 13379
WA | Washington | Clallam | Marine | Pacific Division | 13379
WA | Washington | Clark | Marine | Pacific Division | 13379
WA | Washington | Columbia | Cold | Pacific Division | 13379
WA | Washington | Cowlitz | Marine | Pacific Division | 13379
WA | Washington | Douglas | Cold | Pacific Division | 13379
WA | Washington | Ferry | Cold | Pacific Division | 13379
WA | Washington | Franklin | Cold | Pacific Division | 13379
WA | Washington | Garfield | Cold | Pacific Division | 13379
WA | Washington | Grant | Cold | Pacific Division | 13379
WA | Washington | Grays Harbor | Marine | Pacific Division | 13379
WA | Washington | Island | Cold | Pacific Division | 13379
WA | Washington | Jefferson | Marine | Pacific Division | 13379
WA | Washington | King | Marine | Pacific Division | 13379
WA | Washington | Kitsap | Marine | Pacific Division | 13379
WA | Washington | Kittitas | Cold | Pacific Division | 13379
WA | Washington | Klickitat | Cold | Pacific Division | 13379
WA | Washington | Lewis | Marine | Pacific Division | 13379
WA | Washington | Lincoln | Cold | Pacific Division | 13379
WA | Washington | Mason | Marine | Pacific Division | 13379
WA | Washington | Okanogan | Cold | Pacific Division | 13379
WA | Washington | Pacific | Marine | Pacific Division | 13379
WA | Washington | Pend Oreille | Cold | Pacific Division | 13379
WA | Washington | Pierce | Marine | Pacific Division | 13379
WA | Washington | San Juan | Cold | Pacific Division | 13379
WA | Washington | Skagit | Marine | Pacific Division | 13379
WA | Washington | Skamania | Cold | Pacific Division | 13379
WA | Washington | Snohomish | Marine | Pacific Division | 13379
WA | Washington | Spokane | Cold | Pacific Division | 13379
WA | Washington | Stevens | Cold | Pacific Division | 13379
WA | Washington | Thurston | Marine | Pacific Division | 13379
WA | Washington | Wahkiakum | Marine | Pacific Division | 13379
WI | Wisconsin | Burnett | Very Cold | East North Central Division | 12742
WI | Wisconsin | Calumet | Cold | East North Central Division | 12742
WI | Wisconsin | Chippewa | Cold | East North Central Division | 12742
WI | Wisconsin | Clark | Cold | East North Central Division | 12742
WI | Wisconsin | Columbia | Cold | East North Central Division | 12742
WI | Wisconsin | Crawford | Cold | East North Central Division | 12742
WI | Wisconsin | Dane | Cold | East North Central Division | 12742
WI | Wisconsin | Dodge | Cold | East North Central Division | 12742
WI | Wisconsin | Door | Cold | East North Central Division | 12742
WI | Wisconsin | Douglas | Very Cold | East North Central Division | 12742
WI | Wisconsin | Dunn | Cold | East North Central Division | 12742
WI | Wisconsin | Eau Claire | Cold | East North Central Division | 12742
WI | Wisconsin | Florence | Very Cold | East North Central Division | 12742
WI | Wisconsin | Fond du Lac | Cold | East North Central Division | 12742
WI | Wisconsin | Forest | Very Cold | East North Central Division | 12742
WI | Wisconsin | Grant | Cold | East North Central Division | 12742
WI | Wisconsin | Green | Cold | East North Central Division | 12742
WI | Wisconsin | Green Lake | Cold | East North Central Division | 12742
WI | Wisconsin | Iowa | Cold | East North Central Division | 12742
WI | Wisconsin | Iron | Very Cold | East North Central Division | 12742
WI | Wisconsin | Jackson | Cold | East North Central Division | 12742
WI | Wisconsin | Jefferson | Cold | East North Central Division | 12742
WI | Wisconsin | Juneau | Cold | East North Central Division | 12742
WI | Wisconsin | Kenosha | Cold | East North Central Division | 12742
WI | Wisconsin | Kewaunee | Cold | East North Central Division | 12742
WI | Wisconsin | La Crosse | Cold | East North Central Division | 12742
WI | Wisconsin | Lafayette | Cold | East North Central Division | 12742
WI | Wisconsin | Langlade | Very Cold | East North Central Division | 12742
WI | Wisconsin | Lincoln | Very Cold | East North Central Division | 12742
WI | Wisconsin | Manitowoc | Cold | East North Central Division | 12742
WI | Wisconsin | Marathon | Cold | East North Central Division | 12742
WI | Wisconsin | Marinette | Cold | East North Central Division | 12742
WI | Wisconsin | Marquette | Cold | East North Central Division | 12742
WI | Wisconsin | Menominee | Cold | East North Central Division | 12742
WI | Wisconsin | Milwaukee | Cold | East North Central Division | 12742
WI | Wisconsin | Monroe | Cold | East North Central Division | 12742
WI | Wisconsin | Oconto | Cold | East North Central Division | 12742
WI | Wisconsin | Oneida | Very Cold | East North Central Division | 12742
WI | Wisconsin | Outagamie | Cold | East North Central Division | 12742
WI | Wisconsin | Ozaukee | Cold | East North Central Division | 12742
WI | Wisconsin | Pepin | Cold | East North Central Division | 12742
WI | Wisconsin | Pierce | Cold | East North Central Division | 12742
WI | Wisconsin | Polk | Cold | East North Central Division | 12742
WI | Wisconsin | Portage | Cold | East North Central Division | 12742
WI | Wisconsin | Price | Very Cold | East North Central Division | 12742
WI | Wisconsin | Racine | Cold | East North Central Division | 12742
WI | Wisconsin | Richland | Cold | East North Central Division | 12742
WI | Wisconsin | Rock | Cold | East North Central Division | 12742
WI | Wisconsin | Rusk | Cold | East North Central Division | 12742
WI | Wisconsin | Sauk | Cold | East North Central Division | 12742
WI | Wisconsin | Sawyer | Very Cold | East North Central Division | 12742
WI | Wisconsin | Shawano | Cold | East North Central Division | 12742
WI | Wisconsin | Sheboygan | Cold | East North Central Division | 12742
WI | Wisconsin | St. Croix | Cold | East North Central Division | 12742
WI | Wisconsin | Taylor | Very Cold | East North Central Division | 12742
WI | Wisconsin | Trempealeau | Cold | East North Central Division | 12742
WI | Wisconsin | Vernon | Cold | East North Central Division | 12742
WI | Wisconsin | Vilas | Very Cold | East North Central Division | 12742
WI | Wisconsin | Walworth | Cold | East North Central Division | 12742
WI | Wisconsin | Washburn | Very Cold | East North Central Division | 12742
WI | Wisconsin | Washington | Cold | East North Central Division | 12742
WI | Wisconsin | Waukesha | Cold | East North Central Division | 12742
WI | Wisconsin | Waupaca | Cold | East North Central Division | 12742
WI | Wisconsin | Waushara | Cold | East North Central Division | 12742
WI | Wisconsin | Winnebago | Cold | East North Central Division | 12742

## CBECS_Table B5
Release date: February 2015 Revised date: May 2016 |  | New England Division | Middle Atlantic Division | East North Central Division | West North Central Division | South Atlantic Division | East South Central Division | West South Central Division | mountain Division | Pacific Division
Table B5. Census region and division, floorspace, 2012
Total floorspace (million square feet)
|  | Northeast |  | Midwest |  | South |  |  | West
| All buildings | New England | Middle Atlantic | East North Central | West North Central | South Atlantic | East South Central | West South Central | mountain | Pacific
All buildings | 87093 | 4302 | 11232 | 12742 | 6178 | 17981 | 4904 | 11394 | 4981 | 13379
Building floorspace (square feet)
1,001 to 5,000 | 8041 | 405 | 652 | 1066 | 792 | 1564 | 613 | 1206 | 528 | 1216
5,001 to 10,000 | 8900 | 541 | 707 | 1062 | 810 | 1764 | 606 | 1164 | 504 | 1741
10,001 to 25,000 | 14105 | 901 | 1507 | 1823 | 1065 | 2709 | 769 | 1732 | 990 | 2609
25,001 to 50,000 | 11917 | 642 | 1002 | 2040 | 989 | 2273 | 501 | 1755 | 467 | 2249
50,001 to 100,000 | 13918 | 598 | 2078 | 1809 | 920 | 3049 | 1002 | 2088 | 725 | 1648
100,001 to 200,000 | 12415 | 418 | 2124 | 1771 | 628 | 2817 | 578 | 1756 | 447 | 1875
200,001 to 500,000 | 10724 | 597 | 1636 | 2129 | 597 | 2089 | 503 | 1089 | 774 | 1310
Over 500,000 | 7074 | Q | 1526 | 1042 | 376 | 1715 | Q | 604 | 546 | 731
Principal building activity
Education | 12239 | 642 | 1414 | 2205 | 968 | 2840 | 469 | 1853 | 783 | 1065
Food sales | 1252 | Q | Q | Q | Q | 188 | Q | Q | Q | 304
Food service | 1819 | Q | 162 | 217 | 153 | 396 | 150 | 225 | 104 | 282
Health care | 4155 | 274 | 792 | 549 | 313 | 662 | 271 | 508 | 289 | 497
Inpatient | 2374 | 169 | 369 | 359 | 137 | 405 | 184 | 304 | 132 | 315
Outpatient | 1781 | Q | 423 | 190 | 176 | 257 | Q | 204 | 157 | 182
Lodging | 5826 | Q | 800 | 673 | 384 | 1217 | 486 | 599 | 519 | 940
Mercantile | 11330 | 463 | 1190 | 1488 | 644 | 2746 | 736 | 1247 | 727 | 2088
Retail (other than mall) | 5439 | Q | 672 | 748 | 394 | 1052 | Q | 693 | 307 | 1030
Enclosed and strip malls | 5890 | Q | 518 | 740 | 250 | 1694 | Q | 554 | 420 | 1058
Office | 15952 | 738 | 2965 | 2430 | 904 | 3183 | 694 | 1625 | 852 | 2562
Public assembly | 5559 | 350 | 603 | 1196 | 390 | 904 | 330 | 769 | 321 | 697
Public order and safety | 1440 | Q | Q | Q | Q | Q | Q | Q | Q | Q
Religious worship | 4557 | Q | 613 | 547 | 378 | 857 | 614 | 540 | 214 | 511
Service | 4630 | 255 | 568 | 847 | 625 | 741 | 318 | 583 | Q | 578
Warehouse and storage | 13077 | 521 | 1240 | 1570 | 960 | 2832 | Q | 1919 | 591 | 2938
Other | 2002 | Q | Q | Q | Q | 568 | Q | Q | Q | 345
Vacant | 3256 | Q | Q | 345 | 191 | 546 | Q | 934 | Q | 396
Year constructed
Before 1920 | 3983 | 692 | 940 | 642 | 398 | 425 | 278 | 279 | Q | 225
1920 to 1945 | 6025 | 428 | 1530 | 1373 | 396 | 690 | 219 | 593 | 144 | 651
1946 to 1959 | 7381 | 349 | 1233 | 1154 | 508 | 1515 | 268 | 850 | 325 | 1179
1960 to 1969 | 10362 | 481 | 1759 | 1488 | 1198 | 1699 | 699 | 1101 | 406 | 1532
1970 to 1979 | 10846 | 502 | 1450 | 1865 | 754 | 1703 | 555 | 1435 | 802 | 1780
1980 to 1989 | 15230 | 572 | 1170 | 1655 | 962 | 3584 | 940 | 2419 | 981 | 2948
1990 to 1999 | 13803 | 485 | 1560 | 1942 | 856 | 2798 | 1213 | 2161 | 804 | 1984
2000 to 2003 | 7215 | 343 | 637 | 1090 | 405 | 1919 | 208 | 1187 | 419 | 1007
2004 to 2007 | 6524 | Q | 267 | 860 | 375 | 1923 | 312 | 605 | 667 | Q
2008 to 2012 | 5723 | 217 | 685 | 672 | 325 | 1725 | 212 | 765 | 329 | 793
Number of floors
One | 39809 | 1083 | 2782 | 4975 | 2677 | 9191 | 2639 | 6702 | 2575 | 7186
Two | 20206 | 1281 | 2816 | 3206 | 1661 | 3825 | 1084 | 2063 | 1153 | 3116
Three | 8140 | 965 | 1456 | 1708 | 899 | 992 | 344 | 692 | 274 | 809
Four to nine | 13535 | 782 | 2626 | 2085 | 829 | 2913 | 705 | 1396 | 498 | 1700
Ten or more | 5404 | Q | 1552 | 767 | Q | 1061 | Q | 541 | Q | 568
Elevators and escalators (more than one may apply)
Any elevators | 32120 | 1857 | 6054 | 5439 | 2115 | 6484 | 1236 | 3302 | 1700 | 3932
Number of elevators
One | 11158 | 944 | 1636 | 2252 | 968 | 1948 | 440 | 1277 | 486 | 1207
Two to five | 12817 | 713 | 2432 | 1993 | 788 | 2839 | 476 | 1295 | 563 | 1718
Six or more | 8145 | 200 | 1986 | 1195 | 359 | 1697 | 320 | 730 | 651 | 1007
Any escalators | 3654 | Q | 785 | 731 | Q | 646 | Q | 283 | Q | 461
Number of workers (main shift)
Fewer than 5 | 17751 | 1017 | 1675 | 2663 | 1623 | 3033 | 1266 | 3037 | 968 | 2470
5 to 9 | 8973 | 496 | 786 | 1110 | 800 | 1751 | 491 | 1312 | 565 | 1662
10 to 19 | 9623 | 439 | 951 | 1232 | 648 | 1935 | 573 | 1307 | 560 | 1978
20 to 49 | 14514 | 546 | 1358 | 2270 | 1102 | 3001 | 964 | 1646 | 858 | 2771
50 to 99 | 13476 | 657 | 1728 | 2147 | 614 | 3490 | 764 | 1821 | 597 | 1657
100 to 249 | 10941 | 686 | 1843 | 1548 | 766 | 2622 | 447 | 1094 | 689 | 1246
250 or more | 11815 | 460 | 2892 | 1771 | 626 | 2150 | 399 | 1178 | 745 | 1595
Weekly operating hours
Fewer than 40 | 8220 | 392 | 781 | 1329 | 697 | 1161 | 698 | 1648 | 564 | 950
40 to 48 | 15828 | 830 | 1531 | 1988 | 1060 | 2901 | 1269 | 2618 | 896 | 2734
49 to 60 | 20529 | 910 | 2435 | 2736 | 1636 | 5097 | 876 | 2522 | 1161 | 3158
61 to 84 | 15867 | 984 | 2329 | 2591 | 1037 | 3459 | 476 | 1339 | 807 | 2844
85 to 167 | 9395 | 530 | 1351 | 1606 | 821 | 1846 | 503 | 789 | 409 | 1539
Open continuously | 17253 | 655 | 2806 | 2491 | 927 | 3518 | 1082 | 2477 | 1144 | 2155
Ownership and occupancy
Nongovernment owned | 67550 | 3314 | 8599 | 9494 | 4683 | 14128 | 3498 | 8815 | 3633 | 11386
Owner occupied | 30637 | 1499 | 3954 | 4649 | 2690 | 5746 | 1975 | 4397 | 1539 | 4187
Leased to tenant(s) | 26115 | 1111 | 3319 | 3356 | 1364 | 5971 | 1111 | 3023 | 1394 | 5466
Owner occupied and leased | 8873 | 604 | 1182 | 1246 | 521 | 2071 | 330 | 840 | 532 | 1546
Unoccupied | 1925 | Q | Q | Q | Q | 338 | Q | 555 | Q | 187
Government owned | 19543 | 988 | 2634 | 3247 | 1495 | 3853 | 1406 | 2580 | 1348 | 1993
Federal | 1573 | Q | Q | Q | Q | 666 | Q | Q | Q | Q
State | 5539 | Q | 948 | 780 | Q | 715 | Q | 660 | 502 | 620
Local | 12431 | 752 | 1461 | 2262 | 1048 | 2472 | 580 | 1840 | 766 | 1249
Party responsible for operation and maintenance of energy systems
Building owner | 73702 | 3625 | 9679 | 11275 | 5539 | 14565 | 4191 | 10015 | 4277 | 10534
Business owner or tenant | 11309 | 528 | 1291 | 1205 | 518 | 2840 | 546 | 1154 | 625 | 2600
Property management | 1250 | Q | Q | Q | Q | 377 | Q | Q | Q | Q
Other | 832 | Q | Q | Q | Q | Q | Q | Q | Q | Q
Provider of direct input on energy- related equipment purchases
Building owner | 76271 | 3714 | 9853 | 11466 | 5693 | 15171 | 4330 | 10301 | 4490 | 11252
Business owner or tenant | 8256 | 429 | 965 | 917 | 357 | 2088 | 384 | 854 | 394 | 1869
Property management | 880 | Q | Q | Q | Q | 215 | Q | Q | Q | Q
Other | 1686 | Q | Q | Q | Q | 507 | Q | Q | Q | Q
Number of establishments
One | 54994 | 2724 | 6803 | 8202 | 4301 | 10895 | 3293 | 7554 | 2972 | 8250
2 to 5 | 17756 | 916 | 2389 | 2890 | 1317 | 3711 | 1014 | 1777 | 1096 | 2646
6 to 10 | 4425 | Q | 611 | 583 | Q | 1007 | Q | 551 | Q | 879
11 to 20 | 3704 | Q | 572 | 369 | Q | 1025 | Q | 397 | 243 | 574
More than 20 | 3821 | Q | 701 | 435 | Q | 992 | Q | 316 | Q | 778
Currently unoccupied | 2393 | Q | Q | Q | Q | 350 | Q | 798 | Q | 252
Campus or complex activity
Not part of a campus or complex | 52275 | 2236 | 6793 | 8593 | 4029 | 10431 | 3027 | 6746 | 2796 | 7624
Primary or secondary school | 4616 | Q | 372 | 646 | 381 | 794 | Q | 952 | 362 | 732
College or university | 4068 | 295 | 443 | 336 | 323 | 734 | Q | 757 | Q | 415
Office complex | 3456 | Q | 634 | 414 | Q | 694 | Q | 400 | Q | 708
Retail complex | 5159 | Q | 605 | 635 | 341 | 1404 | Q | 486 | 369 | 812
Storage complex | 3212 | Q | Q | 341 | Q | 736 | Q | 557 | Q | 690
Religious campus or complex | 1932 | Q | Q | Q | Q | 423 | Q | 238 | Q | 347
Health care complex | 3362 | 302 | 828 | 396 | 187 | 634 | 150 | 284 | 212 | 370
Lodging or resort complex | 1295 | Q | Q | Q | Q | 345 | Q | Q | Q | Q
Transportation complex | 554 | N | Q | Q | Q | Q | Q | Q | Q | Q
Government complex | 2107 | Q | 517 | Q | Q | 524 | Q | Q | Q | 263
Other | 5057 | 273 | 356 | 820 | 265 | 1188 | Q | 622 | 220 | 1173
Predominant exterior wall material
Brick, stone, or stucco | 40463 | 1999 | 5650 | 6298 | 2753 | 8486 | 2693 | 5499 | 2411 | 4673
Concrete (block or poured) | 20726 | 615 | 2993 | 2942 | 1069 | 4768 | 1011 | 2374 | 1164 | 3791
Concrete panels | 8693 | Q | 632 | 1173 | 521 | 1799 | Q | 1008 | Q | 2446
Siding or shingles | 5750 | 915 | 674 | 867 | 528 | 658 | 275 | 456 | 211 | 1166
Metal panels | 8673 | 347 | 673 | 930 | 1220 | 1842 | 538 | 1865 | 500 | 757
Window glass | 1340 | Q | 419 | Q | N | Q | Q | Q | Q | 272
Other | 856 | Q | Q | Q | Q | Q | Q | Q | Q | Q
No one major type | 592 | Q | Q | Q | Q | Q | Q | Q | Q | Q
Predominant roof material
Metal surfacing | 15916 | 548 | 1077 | 1630 | 1634 | 3905 | 1369 | 3020 | 956 | 1776
Synthetic or rubber | 25817 | 1755 | 4125 | 5361 | 2141 | 4388 | 1387 | 1968 | 1841 | 2851
Built-up | 21835 | 684 | 3098 | 2894 | 1104 | 4714 | 880 | 3296 | 1169 | 3995
Slate or tile shingles | 4306 | Q | 591 | 288 | Q | 1065 | Q | Q | 187 | 1022
Wooden materials (including shingles) | 1139 | Q | Q | Q | Q | 268 | Q | Q | Q | 428
Asphalt, fiberglass, or other shingles | 15104 | 864 | 1805 | 2191 | 1077 | 2964 | 992 | 1887 | 681 | 2643
Concrete | 1642 | Q | 288 | Q | Q | 490 | Q | Q | Q | 332
Other | 678 | Q | Q | Q | Q | Q | Q | Q | Q | Q
No one major type | 657 | Q | Q | Q | Q | Q | Q | Q | Q | Q
Roof characteristics
Roof tilt
Flat | 49623 | 2157 | 7905 | 7483 | 3091 | 10067 | 2046 | 6007 | 2767 | 8099
Shallow pitch | 23853 | 1012 | 1530 | 3112 | 1897 | 5282 | 1817 | 3906 | 1589 | 3709
Steeper pitch | 13617 | 1133 | 1798 | 2146 | 1190 | 2631 | 1041 | 1481 | 625 | 1572
Cool roof | 19630 | 742 | 2639 | 2545 | 1121 | 3879 | 1345 | 2306 | 1510 | 3544
Renovations in buildings constructed before 2008 (more than one may apply)
Any type of renovation | 42216 | 2625 | 6639 | 6653 | 3443 | 7251 | 2752 | 5390 | 2245 | 5217
Addition or annex | 13022 | 815 | 1759 | 2501 | 1580 | 2353 | 778 | 1478 | 855 | 902
Reduction in floorspace | 1753 | Q | Q | Q | Q | 344 | Q | Q | Q | Q
Roof replacement | 20917 | 1388 | 4072 | 3267 | 2131 | 2865 | 1647 | 2450 | 1063 | 2034
Exterior wall replacement | 4230 | 264 | 646 | 605 | 468 | 773 | 300 | 369 | Q | 647
Interior wall reconfiguration | 21340 | 1431 | 3589 | 3577 | 1625 | 3346 | 1228 | 2280 | 1418 | 2848
Window replacement | 12265 | 1095 | 2308 | 2027 | 1013 | 2079 | 584 | 1109 | 770 | 1278
HVAC equipment upgrade | 26779 | 1570 | 4908 | 4574 | 1967 | 4584 | 1437 | 3342 | 1561 | 2837
Lighting upgrade | 25503 | 1666 | 4343 | 4115 | 1989 | 4151 | 1440 | 3238 | 1496 | 3065
Electrical upgrade | 16160 | 1172 | 2796 | 2625 | 1378 | 2571 | 979 | 1932 | 986 | 1721
Plumbing system upgrade | 13828 | 1023 | 2355 | 2294 | 1153 | 2371 | 825 | 1433 | 782 | 1593
Insulation upgrade | 7607 | 581 | 1168 | 1268 | 929 | 1159 | 409 | 790 | Q | 821
Fire, safety, or security upgrade | 17196 | 1368 | 3234 | 2613 | 1201 | 2782 | 900 | 2193 | 912 | 1994
Structural upgrade | 3913 | 300 | 432 | 628 | 258 | 695 | Q | Q | Q | 717
Other | 848 | Q | Q | Q | Q | Q | Q | Q | Q | Q
No renovations | 39154 | 1460 | 3909 | 5416 | 2409 | 9005 | 1940 | 5240 | 2406 | 7370
Buildings constructed 2008 or later | 5723 | 217 | 685 | 672 | 325 | 1725 | 212 | 765 | 329 | 793
Energy sources (more than one may apply)
Electricity | 84869 | 4192 | 11099 | 12544 | 6016 | 17608 | 4824 | 10594 | 4812 | 13180
Natural gas | 58725 | 2241 | 8827 | 10790 | 4236 | 9984 | 3436 | 6480 | 3766 | 8966
Fuel oil | 20200 | 1866 | 4213 | 2619 | 1316 | 4419 | 797 | 1835 | 1092 | 2043
District heat | 5964 | Q | 1628 | 574 | 332 | 1159 | Q | 646 | 482 | 404
District chilled water | 4608 | Q | 656 | 420 | Q | 1202 | Q | 773 | Q | 329
Propane | 7706 | 861 | 885 | 829 | 1080 | 1476 | 470 | 621 | 503 | 982
Other | 3826 | 397 | 691 | 532 | 267 | 554 | Q | Q | 403 | 631
Space-heating energy sources (more than one may apply)
Electricity | 49030 | 1848 | 5428 | 5687 | 2951 | 12514 | 3170 | 6874 | 2791 | 7768
Natural gas | 49511 | 1990 | 7362 | 10122 | 3909 | 7309 | 2662 | 5467 | 3180 | 7509
Fuel oil | 4351 | 1270 | 1581 | 292 | 375 | 458 | Q | Q | Q | Q
District heat | 5925 | Q | 1628 | 574 | 332 | 1148 | Q | 637 | 482 | 385
Propane | 3067 | 314 | 339 | 280 | 723 | 498 | 218 | Q | 141 | 343
Other | 1010 | Q | Q | Q | Q | Q | Q | Q | Q | Q
Primary space-heating energy source
Electricity | 26205 | 468 | 1720 | 1702 | 1281 | 8533 | 1982 | 4604 | 1122 | 4794
Natural gas | 42988 | 1811 | 6555 | 9587 | 3497 | 5694 | 2067 | 4551 | 2893 | 6333
Fuel oil | 2542 | 1099 | 889 | Q | Q | 245 | Q | Q | Q | Q
District heat | 5797 | Q | 1601 | 532 | 332 | 1089 | Q | 637 | 482 | 385
Propane | 1948 | 204 | Q | Q | 517 | 307 | 193 | Q | Q | Q
Other | 598 | Q | Q | Q | Q | Q | Q | Q | Q | Q
Cooling energy sources (more than one may apply)
Electricity | 76034 | 3317 | 9986 | 11474 | 5352 | 16368 | 4307 | 9275 | 4205 | 11749
Natural gas | 732 | Q | 216 | Q | Q | Q | Q | Q | Q | Q
District chilled water | 4608 | Q | 656 | 420 | Q | 1202 | Q | 773 | Q | 329
Water-heating energy sources (more than one may apply)
Electricity | 42755 | 1939 | 4622 | 4914 | 3020 | 11163 | 2900 | 5386 | 2000 | 6810
Natural gas | 39523 | 1492 | 6042 | 7910 | 2705 | 5651 | 2103 | 4504 | 2665 | 6452
Fuel oil | 1911 | 693 | 708 | Q | Q | Q | Q | Q | Q | Q
District heat | 4551 | Q | 1383 | 470 | Q | 944 | Q | Q | Q | 243
Propane | 1575 | 233 | Q | Q | 251 | 353 | Q | Q | Q | Q
Cooking energy sources (more than one may apply)
Electricity | 25151 | 1143 | 3534 | 4211 | 1949 | 5446 | 1544 | 2822 | 1522 | 2981
Natural gas | 24770 | 1015 | 4341 | 4293 | 1349 | 4427 | 1487 | 2658 | 1694 | 3506
Propane | 2001 | 486 | 293 | Q | 211 | 510 | Q | Q | Q | Q
Energy end uses (more than one may apply)
Buildings with space heating | 80078 | 4090 | 10963 | 12240 | 5815 | 15883 | 4692 | 9923 | 4704 | 11767
Buildings with cooling | 79294 | 3482 | 10467 | 11675 | 5469 | 17094 | 4710 | 9931 | 4489 | 11978
Buildings with water heating | 79015 | 3915 | 10718 | 12082 | 5510 | 16144 | 4598 | 9519 | 4440 | 12089
Buildings with cooking | 38546 | 2053 | 6124 | 6175 | 2551 | 7925 | 2255 | 4201 | 2420 | 4842
Buildings with manufacturing | 5078 | 391 | 669 | 807 | 365 | 821 | Q | 705 | Q | 999
Buildings with electricity generation | 25642 | 1456 | 4767 | 3912 | 1445 | 5901 | 1075 | 2401 | 1635 | 3049
Percent of floorspace heated
Not heated | 7015 | 212 | 269 | 502 | 362 | 2098 | 212 | 1471 | 277 | 1612
1 to 50 | 10130 | Q | 757 | 734 | 576 | 2193 | 469 | 1317 | 592 | 3117
51 to 99 | 14650 | 805 | 2068 | 1545 | 694 | 3098 | 1236 | 1883 | 658 | 2662
100 | 55298 | 2910 | 8138 | 9961 | 4545 | 10592 | 2987 | 6724 | 3453 | 5988
Percent of floorspace cooled
Not cooled | 7799 | 819 | 765 | 1067 | 709 | 887 | 194 | 1464 | 492 | 1402
1 to 50 | 18891 | 1019 | 2539 | 3289 | 1451 | 3237 | 969 | 1982 | 828 | 3576
51 to 99 | 22728 | 1323 | 3758 | 3408 | 1289 | 4695 | 1642 | 2126 | 1054 | 3434
100 | 37676 | 1141 | 4170 | 4977 | 2728 | 9162 | 2098 | 5823 | 2608 | 4968
Percent lit when open
Zero | 322 | N | Q | Q | Q | Q | Q | Q | Q | Q
1 to 50 | 12628 | 677 | 1420 | 1840 | 1030 | 2375 | 817 | 1562 | 541 | 2366
51 to 99 | 34814 | 2099 | 4189 | 5616 | 2315 | 7284 | 1665 | 4339 | 1847 | 5460
100 | 35726 | 1286 | 5384 | 4794 | 2472 | 7734 | 2233 | 4438 | 2279 | 5107
Building never open/electricity not used | 3603 | Q | Q | 444 | 329 | 527 | Q | 1003 | 270 | 413
Percent lit during off hours
Zero | 24746 | 1396 | 2481 | 3411 | 2183 | 4457 | 1460 | 3202 | 1502 | 4654
1 to 50 | 50753 | 2499 | 6801 | 7930 | 3534 | 11570 | 2771 | 5841 | 2591 | 7217
51 to 100 | 6926 | 287 | 1514 | 719 | 234 | 1118 | 381 | 1069 | 572 | 1033
Building always open with no "off hours" | 2443 | Q | 303 | 484 | Q | 462 | Q | 483 | Q | 276
Electricity not used | 2225 | Q | Q | Q | 162 | 373 | Q | 800 | Q | 199
Heating equipment (more than one may apply)
Heat pumps | 11846 | 400 | 998 | 632 | 436 | 4909 | 844 | 1174 | 498 | 1955
Furnaces | 8654 | 323 | 922 | 1756 | 755 | 1234 | 530 | 1599 | 554 | 983
Individual space heaters | 20766 | 1529 | 3389 | 3668 | 2066 | 3328 | 1295 | 1896 | 1197 | 2397
District heat | 5925 | Q | 1628 | 574 | 332 | 1148 | Q | 637 | 482 | 385
Boilers | 22443 | 1823 | 4624 | 5083 | 1583 | 3247 | 1077 | 1460 | 1150 | 2395
Packaged heating units | 49188 | 1769 | 5417 | 7347 | 3547 | 10168 | 3136 | 6745 | 2967 | 8092
Other | 1574 | Q | Q | Q | Q | Q | Q | Q | Q | 242
Cooling equipment (more than one may apply)
Residential-type central air conditioners | 14765 | 451 | 1244 | 2854 | 1493 | 2574 | 891 | 2429 | 668 | 2160
Heat pumps | 12538 | 388 | 1103 | 604 | 421 | 4925 | 839 | 1344 | 672 | 2244
Individual air conditioners | 12420 | 1035 | 2810 | 1806 | 779 | 2484 | 808 | 971 | 565 | 1162
District chilled water | 4608 | Q | 656 | 420 | Q | 1202 | Q | 773 | Q | 329
Central chillers | 17041 | 783 | 2706 | 3484 | 991 | 3884 | 831 | 1746 | 920 | 1697
Packaged air conditioning units | 45153 | 2062 | 6635 | 6839 | 2977 | 9119 | 2686 | 5379 | 2314 | 7141
Swamp coolers | 1918 | Q | Q | Q | N | Q | N | Q | 722 | 617
Other | 328 | Q | Q | Q | Q | Q | N | Q | Q | Q
Main equipment replaced since 1990 (more than one may apply)
Heating | 27558 | 1646 | 3709 | 4404 | 2482 | 5204 | 1616 | 3228 | 1365 | 3903
Cooling | 30702 | 1516 | 4798 | 4620 | 2591 | 6455 | 1755 | 3458 | 1440 | 4070
Water-heating equipment
Centralized system | 47534 | 2487 | 6641 | 7606 | 3710 | 8889 | 2745 | 5826 | 2573 | 7058
Distributed system | 12688 | 586 | 1797 | 1671 | 663 | 3030 | 437 | 1471 | 699 | 2333
Combination of centralized and distributed system | 18793 | 843 | 2279 | 2804 | 1137 | 4226 | 1416 | 2222 | 1168 | 2698
Lighting equipment types (more than one may apply)
Incandescent | 38406 | 2046 | 5520 | 6180 | 2858 | 7828 | 2468 | 4286 | 2253 | 4969
Standard fluorescent | 80081 | 3771 | 10702 | 11880 | 5634 | 16888 | 4573 | 9901 | 4529 | 12203
Compact fluorescent | 53816 | 2886 | 7886 | 8336 | 3505 | 10855 | 2923 | 6263 | 3007 | 8156
High-intensity discharge (HID) | 23396 | 1161 | 3349 | 4102 | 1255 | 5325 | 1182 | 2841 | 1314 | 2868
Halogen | 28059 | 1494 | 3774 | 4590 | 1578 | 6161 | 1349 | 3459 | 1663 | 3990
LED | 22071 | 1363 | 3388 | 3759 | 1389 | 4553 | 1232 | 1774 | 1513 | 3099
Other | 446 | Q | Q | Q | Q | Q | Q | Q | Q | Q
Refrigeration equipment (more than one may apply)
Any refrigeration | 73645 | 3568 | 10044 | 11374 | 5196 | 15268 | 4498 | 8989 | 4179 | 10530
Walk-in units | 28361 | 1424 | 4445 | 4481 | 1850 | 6399 | 1199 | 3179 | 1898 | 3486
Cases or cabinets | 28719 | 1524 | 4542 | 4820 | 1983 | 5711 | 1596 | 3079 | 1740 | 3725
Large cold storage areas | 4171 | Q | 430 | 695 | Q | 1049 | Q | 316 | Q | 676
Commercial ice makers | 32734 | 1240 | 4333 | 4666 | 1932 | 7957 | 2457 | 4102 | 2093 | 3955
Residential-type or compact units | 62381 | 3081 | 8354 | 9850 | 4407 | 13129 | 3747 | 7312 | 3323 | 9176
Vending machines | 43936 | 1902 | 6546 | 6685 | 2988 | 9706 | 2702 | 5219 | 2529 | 5659
No refrigeration | 13448 | 734 | 1189 | 1368 | 982 | 2713 | 406 | 2405 | 802 | 2849
Office equipment (more than one may apply)
Desktop computers | 77063 | 3686 | 10430 | 11561 | 5301 | 16255 | 4236 | 9194 | 4338 | 12062
With flat screen monitors | 76160 | 3645 | 10310 | 11436 | 5192 | 16079 | 4156 | 9111 | 4261 | 11968
With multiple monitors | 30946 | 1158 | 4132 | 4244 | 2164 | 6888 | 1498 | 3708 | 1992 | 5163
Laptop computers | 63486 | 3093 | 8681 | 9507 | 4389 | 13950 | 3421 | 7550 | 3614 | 9282
Dedicated servers | 53369 | 2511 | 7575 | 7894 | 3378 | 11468 | 2897 | 6199 | 3189 | 8258
Laser printers | 54256 | 2696 | 7622 | 8535 | 3624 | 11789 | 2681 | 5990 | 2952 | 8367
Inkjet printers | 36235 | 1899 | 4660 | 5161 | 2521 | 7724 | 1954 | 4619 | 2056 | 5641
FAX machines | 66682 | 3164 | 9569 | 9955 | 4484 | 14307 | 3404 | 8084 | 3708 | 10007
Photocopiers | 59277 | 2989 | 8665 | 9111 | 3942 | 12279 | 3057 | 6763 | 3360 | 9111
Number of desktop computers
None | 10030 | 616 | 802 | 1181 | 877 | 1726 | 668 | 2200 | 643 | 1317
1 to 4 | 15669 | 846 | 1611 | 2283 | 1299 | 3318 | 911 | 2044 | 782 | 2575
5 to 9 | 9422 | Q | 1142 | 1390 | 730 | 1723 | 649 | 1156 | 515 | 1866
10 to 19 | 9388 | 494 | 1150 | 1304 | 522 | 1903 | 649 | 979 | 429 | 1958
20 to 49 | 13094 | 717 | 1610 | 1633 | 958 | 2966 | 758 | 1623 | 873 | 1957
50 to 99 | 8284 | 430 | 936 | 1532 | 452 | 1713 | 456 | 1074 | 434 | 1259
100 to 249 | 9728 | 432 | 1870 | 1569 | 634 | 2156 | 410 | 826 | 653 | 1179
250 or more | 11478 | 518 | 2110 | 1850 | 706 | 2476 | 403 | 1493 | 653 | 1268
Number of laptop computers
None | 23607 | 1208 | 2552 | 3235 | 1789 | 4031 | 1483 | 3845 | 1367 | 4097
1 to 4 | 21161 | 1083 | 2267 | 3260 | 1785 | 4218 | 1281 | 2580 | 1163 | 3524
5 to 9 | 8345 | 323 | 1082 | 1063 | 415 | 2003 | 452 | 1113 | 509 | 1384
10 to 19 | 8343 | 521 | 979 | 1060 | 414 | 1994 | 489 | 904 | 405 | 1579
20 to 49 | 9643 | 348 | 1123 | 1384 | 811 | 2362 | 505 | 927 | 740 | 1444
50 to 99 | 5234 | 242 | 976 | 978 | 334 | 809 | 244 | 774 | 309 | 568
100 to 249 | 5217 | 346 | 1068 | 711 | Q | 1078 | Q | 766 | 285 | 388
250 or more | 5542 | Q | 1185 | 1051 | 319 | 1487 | Q | 486 | 202 | 395
Number of dedicated servers
None | 33724 | 1790 | 3657 | 4848 | 2800 | 6513 | 2007 | 5195 | 1792 | 5122
1 to 4 | 34097 | 1582 | 4611 | 5055 | 2145 | 7735 | 1785 | 3980 | 2061 | 5143
5 to 9 | 6241 | 338 | 755 | 931 | 504 | 1063 | 414 | 749 | 357 | 1131
10 to 19 | 5711 | 340 | 777 | 663 | 343 | 1286 | Q | 622 | Q | 899
20 to 49 | 3758 | Q | 566 | 714 | Q | 696 | Q | 455 | 282 | 497
50 or more | 3562 | Q | 867 | 530 | Q | 688 | Q | Q | Q | 589
Number of photocopiers
None | 27816 | 1312 | 2568 | 3630 | 2236 | 5702 | 1847 | 4631 | 1621 | 4269
One | 17080 | 912 | 1692 | 2726 | 1216 | 3397 | 816 | 1915 | 1003 | 3402
2 to 4 | 20312 | 1017 | 2564 | 3003 | 1581 | 4073 | 1247 | 2743 | 1137 | 2948
5 to 9 | 8863 | 599 | 1347 | 1644 | 523 | 1943 | 456 | 804 | 399 | 1148
10 or more | 13022 | 461 | 3062 | 1739 | 621 | 2865 | 538 | 1300 | 821 | 1613
Number of TVs or video displays
None | 24339 | 1513 | 2541 | 3230 | 1861 | 4717 | 1132 | 3635 | 1447 | 4264
One | 9990 | 435 | 981 | 1485 | 806 | 2162 | 740 | 1374 | 524 | 1482
2 to 4 | 16465 | 833 | 2097 | 2889 | 1167 | 3192 | 964 | 2158 | 688 | 2477
5 to 9 | 8148 | 441 | 1383 | 839 | 611 | 1524 | 637 | 1001 | 292 | 1419
10 to 19 | 8168 | 391 | 1408 | 1134 | 760 | 1558 | 435 | 1058 | 488 | 936
20 to 49 | 8058 | 375 | 1069 | 1198 | 470 | 1973 | 401 | 814 | 620 | 1139
50 to 99 | 4378 | Q | 270 | 783 | Q | 1213 | Q | Q | 409 | 622
100 or more | 7547 | 202 | 1483 | 1184 | 357 | 1643 | Q | 672 | Q | 1039
Food preparation or serving areas in non-food service buildings (more than one may apply)
Snack bar or concession stand | 9884 | Q | 1710 | 1632 | 630 | 2550 | 329 | 884 | 723 | 1211
Fast food or small restaurant | 9787 | 335 | 1416 | 1299 | 476 | 2135 | 609 | 1053 | 871 | 1593
Cafeteria or large restaurant | 15222 | 829 | 2756 | 2452 | 1003 | 3709 | 613 | 1625 | 916 | 1320
Commercial kitchen/ food preparation area | 16150 | 915 | 2339 | 2960 | 993 | 3867 | 722 | 1503 | 992 | 1859
Small kitchen area | 14054 | 776 | 2329 | 2282 | 1130 | 2551 | 1072 | 1498 | 840 | 1574
Separate computer areas (more than one may apply)
Data center or server farm | 11105 | 491 | 1887 | 1743 | 745 | 2296 | 456 | 1120 | 662 | 1704
Computer-based training room | 17723 | 747 | 2594 | 2728 | 1222 | 3895 | 879 | 2347 | 1364 | 1947
Student or public computer center | 14341 | 834 | 1877 | 2236 | 1102 | 3187 | 761 | 2051 | 1010 | 1283
HVAC conservation features (more than one may apply)
Economizer cycle | 30749 | 1412 | 5498 | 5550 | 2366 | 5286 | 1059 | 2706 | 2022 | 4849
Regular HVAC maintenance | 69244 | 3324 | 9658 | 10660 | 4513 | 14891 | 3362 | 8319 | 3991 | 10526
Building automation system (BAS)1 | 37051 | 1734 | 5199 | 5646 | 2350 | 8070 | 1880 | 4628 | 2310 | 5233
Window and interior lighting features (more than one may apply)
Multipaned windows | 60362 | 3410 | 8047 | 10082 | 5200 | 12612 | 3378 | 6592 | 3822 | 7219
Tinted window glass | 45025 | 1420 | 4893 | 6325 | 2744 | 9706 | 2497 | 6785 | 2717 | 7937
Reflective window glass | 15908 | 495 | 1849 | 2633 | 1180 | 2980 | 711 | 1765 | 1264 | 3032
External overhangs or awnings | 32188 | 1106 | 3183 | 4169 | 2326 | 7774 | 2074 | 4009 | 2237 | 5310
Skylights or atriums | 22261 | 1376 | 2682 | 2815 | 1276 | 4768 | 922 | 2394 | 1510 | 4519
Light scheduling | 30263 | 1454 | 4384 | 5033 | 1617 | 6195 | 1217 | 3324 | 1650 | 5388
Occupancy sensors | 35871 | 2302 | 5430 | 5927 | 1990 | 7130 | 1429 | 3364 | 2027 | 6273
Multi-level lighting or dimming | 14534 | 663 | 1672 | 2275 | 902 | 3452 | 886 | 1086 | 1200 | 2398
Daylight harvesting | 6114 | 303 | 729 | 1147 | 375 | 999 | Q | 666 | 461 | 1103
Demand responsive lighting | 4738 | Q | 448 | 506 | 406 | 1315 | Q | Q | Q | 1332
Building automation system (BAS) for lighting1 | 12068 | 526 | 1633 | 1680 | 768 | 2714 | 495 | 1298 | 807 | 2146
Equipment usage reduced when building not in full use (more than one may apply)
Heating | 63167 | 3315 | 8975 | 9790 | 4336 | 12357 | 3581 | 7371 | 3738 | 9704
Cooling | 62516 | 2931 | 8520 | 9321 | 4121 | 13458 | 3675 | 7315 | 3479 | 9697
Lighting | 78594 | 3987 | 10272 | 11570 | 5693 | 16417 | 4478 | 9645 | 4497 | 12034
1In earlier CBECS publications, BAS was referred to as Energy Management and Control System (EMCS). Q = Data withheld either because the Relative Standard Error (RSE) was greater than 50 percent or fewer than 20 buildings were sampled. N = No cases in reporting sample. Notes: ● Because of rounding, data may not sum to totals. ● See Guide to the 2012 CBECS Detailed Tables or CBECS Terminology for definition of terms used in these tables and/or comparison of differences with prior CBECS tables. Both references can be accessed from http://www.eia.gov/consumption/commercial/data/2012/ Source: U.S. Energy Information Administration, Office of Energy Consumption and Efficiency Statistics, Form EIA-871A of the 2012 Commercial Buildings Energy Consumption Survey.

## CBECS_Table B10
Release date: February 2015 Revised date: May 2016
Table B10. Number of floors, number of buildings and floorspace, 2012
| Number of buildings (thousand) | [5 empty] | Total floorspace (million square feet)
| All buildings | One floor | Two floors | Three floors | Four to nine floors | Ten or more floors | All buildings | One floor | Two floors | Three floors | Four to nine floors | Ten or more floors
All buildings | 5557 | 3836 | 1158 | 374 | 177 | 13 | 87093 | 39809 | 20206 | 8140 | 13535 | 5404
Building floorspace (square feet)
1,001 to 5,000 | 2777 | 2195 | 423 | 137 | Q | N | 8041 | 6244 | 1315 | 416 | Q | N
5,001 to 10,000 | 1229 | 836 | 301 | 74 | Q | N | 8900 | 6044 | 2181 | 536 | Q | N
10,001 to 25,000 | 884 | 519 | 254 | 78 | 32 | N | 14105 | 8129 | 4162 | 1234 | 581 | N
25,001 to 50,000 | 332 | 161 | 100 | 46 | 24 | Q | 11917 | 5761 | 3584 | 1655 | 906 | Q
50,001 to 100,000 | 199 | 81 | 54 | 24 | 39 | Q | 13918 | 5643 | 3882 | 1624 | 2708 | Q
100,001 to 200,000 | 90 | 32 | 18 | 12 | 26 | 3 | 12415 | 4355 | 2538 | 1537 | 3552 | 433
200,001 to 500,000 | 38 | 10 | 7 | 3 | 12 | 6 | 10724 | 2630 | 1915 | 918 | 3466 | 1795
Over 500,000 | 8 | 1 | 1 | Q | 2 | 3 | 7074 | 1004 | 630 | Q | 2116 | 3104
Principal building activity
Education | 389 | 266 | 66 | 36 | 19 | Q | 12239 | 4419 | 3765 | 1967 | 1987 | Q
Food sales | 177 | 140 | 23 | Q | N | N | 1252 | 949 | 223 | Q | N | N
Food service | 380 | 284 | 60 | 29 | Q | N | 1819 | 1205 | 388 | 162 | Q | N
Health care | 157 | 92 | 48 | 10 | 7 | 1 | 4155 | 740 | 662 | 400 | 1780 | 574
Inpatient | 10 | Q | Q | 1 | 4 | 1 | 2374 | Q | Q | 104 | 1486 | 534
Outpatient | 147 | 89 | 46 | Q | 2 | Q | 1781 | 627 | 523 | Q | 294 | Q
Lodging | 158 | 49 | 53 | 23 | 30 | 3 | 5826 | 697 | 912 | 817 | 2194 | 1206
Mercantile | 602 | 441 | 116 | 32 | Q | Q | 11330 | 8616 | 1986 | 349 | Q | Q
Retail (other than mall) | 438 | 303 | 91 | 32 | Q | Q | 5439 | 3951 | 991 | 279 | Q | Q
Enclosed and strip malls | 164 | 138 | 26 | Q | Q | Q | 5890 | 4665 | 995 | Q | Q | Q
Office | 1012 | 554 | 277 | 118 | 56 | 7 | 15952 | 3644 | 3577 | 1877 | 3949 | 2904
Public assembly | 352 | 223 | 87 | 24 | 18 | Q | 5559 | 2097 | 1209 | 594 | 1605 | Q
Public order and safety | 84 | 59 | 17 | Q | Q | Q | 1440 | 509 | 293 | Q | Q | Q
Religious worship | 412 | 261 | 125 | 21 | Q | N | 4557 | 1916 | 2030 | 426 | Q | N
Service | 619 | 495 | 94 | 24 | Q | Q | 4630 | 2996 | 1157 | 236 | Q | Q
Warehouse and storage | 796 | 661 | 114 | 15 | Q | N | 13077 | 9153 | 2925 | 683 | Q | N
Other | 125 | 94 | 24 | Q | Q | Q | 2002 | 1086 | 407 | Q | Q | Q
Vacant | 296 | 217 | 50 | Q | 8 | Q | 3256 | 1782 | 672 | Q | 544 | Q
Year constructed
Before 1920 | 362 | 77 | 126 | 106 | 51 | Q | 3983 | 530 | 856 | 902 | 1552 | Q
1920 to 1945 | 488 | 240 | 125 | 91 | 29 | 2 | 6025 | 1550 | 860 | 1244 | 1527 | 845
1946 to 1959 | 599 | 419 | 130 | 32 | 18 | 1 | 7381 | 3194 | 1926 | 642 | 1404 | 215
1960 to 1969 | 639 | 423 | 170 | 27 | 18 | 2 | 10362 | 3969 | 3192 | 1070 | 1364 | 767
1970 to 1979 | 684 | 515 | 136 | 20 | 11 | 2 | 10846 | 4970 | 3000 | 700 | 1332 | 844
1980 to 1989 | 915 | 699 | 171 | 27 | 15 | 3 | 15230 | 7897 | 3135 | 996 | 1899 | 1303
1990 to 1999 | 845 | 690 | 109 | 31 | 13 | 1 | 13803 | 7756 | 2866 | 827 | 1708 | 646
2000 to 2003 | 375 | 280 | 76 | 14 | 5 | Q | 7215 | 3517 | 1734 | 656 | 1150 | Q
2004 to 2007 | 347 | 258 | 74 | 10 | 5 | Q | 6524 | 3505 | 1500 | 436 | 729 | Q
2008 to 2012 | 303 | 235 | 41 | 15 | 11 | Q | 5723 | 2921 | 1137 | 667 | 871 | Q
Census region
Northeast | 805 | 360 | 236 | 147 | 60 | 4 | 15534 | 3865 | 4098 | 2421 | 3409 | 1742
Midwest | 1237 | 785 | 296 | 121 | 33 | 2 | 18919 | 7652 | 4867 | 2607 | 2915 | 879
South | 2247 | 1737 | 377 | 63 | 64 | 5 | 34279 | 18532 | 6972 | 2028 | 5013 | 1734
West | 1267 | 954 | 248 | 43 | 21 | 2 | 18360 | 9760 | 4269 | 1083 | 2198 | 1049
Climate region1
Very cold/Cold | 2031 | 1200 | 523 | 227 | 76 | 4 | 31898 | 12175 | 8343 | 4460 | 5340 | 1580
Mixed-humid | 1743 | 1222 | 339 | 106 | 70 | 6 | 27873 | 12382 | 6124 | 2292 | 4616 | 2459
Mixed-dry/Hot-dry | 837 | 664 | 134 | 23 | 16 | 1 | 12037 | 6815 | 2492 | 697 | 1577 | 455
Hot-humid | 799 | 646 | 128 | 11 | 12 | 2 | 12831 | 7485 | 2556 | 527 | 1581 | 682
Marine | 147 | 103 | 34 | Q | 3 | Q | 2454 | 952 | 690 | Q | 420 | Q
Elevators and escalators (more than one may apply)
Any elevators | 405 | N | 167 | 105 | 121 | 13 | 32120 | N | 8548 | 5654 | 12514 | 5404
Number of elevators
One | 272 | N | 144 | 75 | 53 | Q | 11158 | N | 6069 | 2771 | 2305 | Q
Two to five | 118 | N | 22 | 29 | 61 | 5 | 12817 | N | 2335 | 2579 | 7010 | 893
Six or more | 16 | N | Q | 1 | 7 | 8 | 8145 | N | Q | 304 | 3199 | 4498
Any escalators | 10 | N | Q | Q | 4 | 2 | 3654 | N | 333 | Q | 1372 | 1813
Number of workers (main shift)
Fewer than 5 | 2892 | 2191 | 494 | 164 | 42 | Q | 17751 | 11548 | 3555 | 1547 | 1002 | Q
5 to 9 | 1085 | 767 | 220 | 77 | 21 | Q | 8973 | 5638 | 2234 | 715 | 379 | Q
10 to 19 | 731 | 475 | 197 | 42 | 16 | Q | 9623 | 5709 | 2560 | 710 | 597 | Q
20 to 49 | 513 | 282 | 152 | 55 | 24 | Q | 14514 | 6907 | 4279 | 1764 | 1442 | Q
50 to 99 | 206 | 87 | 65 | 21 | 31 | 1 | 13476 | 5841 | 3670 | 1372 | 2290 | 303
100 to 249 | 93 | 31 | 24 | 11 | 27 | 2 | 10941 | 3289 | 2711 | 1240 | 3289 | 412
250 or more | 37 | 3 | 6 | 4 | 15 | 8 | 11815 | 876 | 1196 | 792 | 4535 | 4415
Weekly operating hours
Fewer than 40 | 1149 | 846 | 229 | 58 | 16 | Q | 8220 | 4998 | 1974 | 587 | 617 | Q
40 to 48 | 1346 | 933 | 284 | 95 | 34 | Q | 15828 | 8264 | 4018 | 1479 | 1836 | Q
49 to 60 | 1244 | 830 | 295 | 69 | 45 | 4 | 20529 | 9541 | 5074 | 1806 | 2783 | 1326
61 to 84 | 764 | 510 | 160 | 67 | 26 | 2 | 15867 | 7516 | 4016 | 1669 | 1711 | 955
85 to 167 | 479 | 355 | 80 | 33 | 11 | Q | 9395 | 4788 | 2281 | 970 | 1296 | Q
Open continuously | 575 | 363 | 110 | 52 | 45 | 6 | 17253 | 4702 | 2844 | 1629 | 5291 | 2788
Ownership and occupancy
Nongovernment owned | 4781 | 3290 | 1010 | 328 | 142 | 11 | 67550 | 32751 | 15005 | 5929 | 9454 | 4410
Owner occupied | 2466 | 1651 | 552 | 191 | 70 | 2 | 30637 | 13707 | 7954 | 3564 | 4439 | 973
Leased to tenant(s) | 1745 | 1288 | 321 | 84 | 46 | 5 | 26115 | 14937 | 4864 | 1284 | 2830 | 2199
Owner occupied and leased | 349 | 183 | 98 | 42 | 23 | 3 | 8873 | 2885 | 1805 | 975 | 2015 | 1193
Unoccupied | 221 | 169 | 38 | Q | Q | Q | 1925 | 1221 | 382 | Q | Q | Q
Government owned | 776 | 546 | 148 | 46 | 35 | 2 | 19543 | 7058 | 5201 | 2210 | 4081 | 993
Federal | 33 | 21 | Q | Q | 1 | 1 | 1573 | 323 | Q | Q | 469 | 496
State | 185 | 112 | 48 | 10 | 14 | 1 | 5539 | 1530 | 1682 | 655 | 1473 | 199
Local | 558 | 413 | 90 | 35 | 20 | Q | 12431 | 5205 | 3336 | 1454 | 2139 | Q
Party responsible for operation and maintenance of energy systems
Building owner | 4715 | 3223 | 992 | 329 | 159 | 12 | 73702 | 31061 | 17556 | 7461 | 12524 | 5099
Business owner or tenant | 724 | 537 | 137 | 38 | 12 | Q | 11309 | 7944 | 2193 | 507 | 612 | Q
Property management | 54 | 41 | 8 | Q | Q | Q | 1250 | 438 | 176 | Q | Q | Q
Other | 64 | 35 | Q | Q | Q | Q | 832 | 366 | Q | Q | Q | Q
Provider of direct input on energy-related equipment purchases
Building owner | 4876 | 3347 | 1013 | 343 | 161 | 12 | 76271 | 32776 | 18070 | 7744 | 12529 | 5151
Business owner or tenant | 540 | 394 | 114 | 22 | 10 | Q | 8256 | 5688 | 1655 | 250 | 610 | Q
Property management | 35 | 26 | Q | Q | Q | Q | 880 | 378 | Q | Q | Q | Q
Other | 106 | 70 | 26 | Q | Q | Q | 1686 | 967 | 360 | Q | Q | Q
Number of establishments
One | 4205 | 2997 | 833 | 259 | 112 | 4 | 54994 | 25686 | 14210 | 5591 | 7895 | 1613
2 to 5 | 862 | 510 | 224 | 87 | 39 | 3 | 17756 | 7605 | 3755 | 1810 | 3323 | 1263
6 to 10 | 147 | 87 | 38 | 10 | 10 | 1 | 4425 | 2016 | 891 | 254 | 746 | 518
11 to 20 | 68 | 39 | 16 | Q | 6 | 2 | 3704 | 1851 | 467 | Q | 532 | 638
More than 20 | 27 | 17 | 2 | Q | 4 | 3 | 3821 | 1183 | 439 | Q | 720 | 1327
Currently unoccupied | 248 | 186 | 45 | Q | Q | Q | 2393 | 1470 | 444 | Q | Q | Q
Campus or complex activity
Not part of a campus or complex | 3683 | 2470 | 817 | 272 | 116 | 8 | 52275 | 24692 | 13112 | 4929 | 6580 | 2961
Primary or secondary school | 237 | 196 | 31 | 8 | Q | N | 4616 | 2284 | 1374 | 553 | Q | N
College or university | 84 | 25 | 18 | 17 | 23 | Q | 4068 | 359 | 640 | 653 | 2125 | Q
Office complex | 154 | 82 | 53 | 12 | 6 | 1 | 3456 | 830 | 745 | 347 | 809 | 725
Retail complex | 258 | 208 | 40 | Q | Q | Q | 5159 | 4061 | 889 | Q | Q | Q
Storage complex | 314 | 288 | 20 | Q | Q | N | 3212 | 2468 | 404 | Q | Q | N
Religious campus or complex | 197 | 119 | 61 | 13 | Q | Q | 1932 | 749 | 831 | 239 | Q | Q
Health care complex | 52 | 28 | 11 | 5 | 8 | 1 | 3362 | 319 | Q | 341 | 1727 | 556
Lodging or resort complex | 65 | 36 | 24 | Q | Q | Q | 1295 | 210 | 334 | Q | Q | Q
Transportation complex | 35 | 27 | Q | Q | Q | Q | 554 | 275 | Q | Q | Q | Q
Government complex | 104 | 71 | 23 | Q | 3 | Q | 2107 | 523 | 461 | Q | 476 | Q
Other | 371 | 287 | 58 | 19 | 8 | Q | 5057 | 3040 | 893 | 360 | 682 | Q
Predominant exterior wall material
Brick, stone, or stucco | 2312 | 1438 | 542 | 211 | 117 | 5 | 40463 | 15139 | 9534 | 5280 | 8553 | 1957
Concrete (block or poured) | 1121 | 812 | 244 | 39 | 24 | 3 | 20726 | 10766 | 5215 | 1280 | 2263 | 1202
Concrete panels | 210 | 148 | 40 | 9 | 10 | 3 | 8693 | 3781 | 1753 | 423 | 1563 | 1173
Siding or shingles | 905 | 570 | 215 | 97 | 22 | Q | 5750 | 2938 | 1610 | 708 | 400 | Q
Metal panels | 933 | 824 | 98 | Q | Q | Q | 8673 | 6511 | 1696 | Q | Q | Q
Window glass | 17 | Q | Q | Q | 2 | 1 | 1340 | Q | Q | Q | 396 | 590
Other | 37 | 26 | Q | Q | Q | Q | 856 | 353 | Q | Q | Q | Q
No one major type | 21 | Q | Q | Q | Q | Q | 592 | Q | Q | Q | Q | Q
Predominant roof material
Metal surfacing | 1672 | 1377 | 249 | 36 | 10 | Q | 15916 | 11145 | 3198 | 560 | 757 | Q
Synthetic or rubber | 911 | 516 | 235 | 103 | 51 | 5 | 25817 | 9289 | 6314 | 3137 | 4914 | 2163
Built-up | 836 | 576 | 159 | 47 | 49 | 5 | 21835 | 8821 | 4922 | 1783 | 4230 | 2078
Slate or tile shingles | 406 | 261 | 92 | 33 | 20 | Q | 4306 | 1361 | 1140 | 479 | 1284 | Q
Wooden materials (including shingles) | 157 | 122 | 21 | Q | Q | N | 1139 | 742 | 216 | Q | Q | N
Asphalt, fiberglass, or other shingles | 1483 | 931 | 381 | 134 | 36 | 1 | 15104 | 7404 | 3882 | 1888 | 1386 | 544
Concrete | 51 | 34 | Q | Q | 5 | 1 | 1642 | 530 | Q | Q | 461 | 278
Other | 24 | Q | Q | Q | Q | Q | 678 | Q | Q | Q | Q | Q
No one major type | 18 | Q | Q | Q | Q | Q | 657 | Q | Q | Q | Q | Q
Roof characteristics
Roof tilt
Flat | 1960 | 1298 | 415 | 137 | 99 | 11 | 49623 | 18851 | 11361 | 4942 | 9767 | 4702
Shallow pitch | 2148 | 1653 | 383 | 83 | 28 | Q | 23853 | 14813 | 5271 | 1295 | 2000 | Q
Steeper pitch | 1449 | 885 | 359 | 154 | 50 | Q | 13617 | 6145 | 3574 | 1903 | 1767 | Q
Cool roof | 740 | 505 | 154 | 48 | 29 | 4 | 19630 | 8205 | 4406 | 1560 | 3563 | 1897
Renovations in buildings constructed before 2008 (more than one may apply)
Any type of renovation | 2094 | 1250 | 552 | 195 | 88 | 9 | 42216 | 15663 | 10408 | 4547 | 7555 | 4043
Addition or annex | 444 | 241 | 145 | 34 | 23 | 1 | 13022 | 4081 | 3879 | 1423 | 2755 | 885
Reduction in floorspace | 71 | 43 | 20 | Q | 1 | 1 | 1753 | 589 | 512 | Q | 303 | 212
Roof replacement | 987 | 574 | 267 | 100 | 42 | 5 | 20917 | 6744 | 5453 | 2494 | 3900 | 2325
Exterior wall replacement | 194 | 111 | 48 | 28 | 7 | 1 | 4230 | 1196 | 1285 | 617 | 684 | 448
Interior wall reconfiguration | 889 | 506 | 245 | 86 | 48 | 5 | 21340 | 6684 | 4805 | 2416 | 4831 | 2605
Window replacement | 560 | 271 | 162 | 88 | 37 | 3 | 12265 | 3516 | 2927 | 1554 | 2823 | 1444
HVAC equipment upgrade | 1101 | 594 | 322 | 118 | 60 | 6 | 26779 | 8828 | 6588 | 2933 | 5258 | 3173
Lighting upgrade | 982 | 530 | 282 | 112 | 52 | 6 | 25503 | 8495 | 5544 | 2885 | 5359 | 3219
Electrical upgrade | 747 | 392 | 222 | 86 | 43 | 4 | 16160 | 5230 | 3764 | 1741 | 3553 | 1872
Plumbing system upgrade | 644 | 329 | 197 | 77 | 38 | 4 | 13828 | 4059 | 3336 | 1585 | 2862 | 1987
Insulation upgrade | 382 | 188 | 110 | 60 | 22 | 1 | 7607 | 2404 | 1840 | 996 | 1620 | 748
Fire, safety, or security upgrade | 616 | 289 | 198 | 78 | 45 | 6 | 17196 | 4263 | 4022 | 2060 | 4297 | 2554
Structural upgrade | 152 | 65 | 47 | 30 | 8 | 1 | 3913 | 1041 | 966 | 525 | 809 | 573
Other | 39 | Q | Q | Q | Q | Q | 848 | Q | Q | Q | Q | Q
No renovations | 3160 | 2351 | 564 | 164 | 78 | 4 | 39154 | 21225 | 8661 | 2926 | 5109 | 1233
Buildings constructed 2008 or later | 303 | 235 | 41 | 15 | 11 | Q | 5723 | 2921 | 1137 | 667 | 871 | Q
Energy sources (more than one may apply)
Electricity | 5234 | 3555 | 1128 | 365 | 175 | 12 | 84869 | 38053 | 19928 | 8102 | 13417 | 5368
Natural gas | 2933 | 1832 | 723 | 245 | 124 | 8 | 58725 | 24497 | 14665 | 6084 | 9764 | 3715
Fuel oil | 467 | 256 | 105 | 58 | 38 | 9 | 20200 | 4139 | 3375 | 2091 | 6246 | 4349
District heat | 48 | Q | 11 | 10 | 18 | 3 | 5964 | Q | Q | 544 | 2830 | 1900
District chilled water | 54 | 17 | 13 | 8 | 15 | 1 | 4608 | 219 | 578 | 404 | 2523 | 883
Propane | 510 | 351 | 110 | 38 | 11 | Q | 7706 | 3938 | 2000 | 642 | 801 | Q
Other | 172 | 96 | 46 | 25 | 4 | Q | 3826 | 1364 | 1217 | 463 | 600 | Q
Energy end uses (more than one may apply)
Buildings with space heating | 4722 | 3113 | 1072 | 355 | 170 | 12 | 80078 | 34513 | 19411 | 7896 | 12992 | 5265
Buildings with cooling | 4461 | 2954 | 994 | 338 | 163 | 12 | 79294 | 34156 | 19012 | 7734 | 13036 | 5356
Buildings with water heating | 4423 | 2862 | 1039 | 344 | 166 | 12 | 79015 | 33591 | 19088 | 7932 | 13141 | 5264
Buildings with cooking | 1589 | 977 | 385 | 137 | 82 | 8 | 38546 | 13994 | 9154 | 3816 | 7519 | 4064
Buildings with manufacturing | 259 | 168 | 64 | 19 | 7 | Q | 5078 | 2825 | 1409 | 433 | 298 | Q
Buildings with electricity generation | 410 | 216 | 100 | 45 | 40 | 9 | 25642 | 6187 | 5134 | 2584 | 7344 | 4393
Percent of floorspace heated
Not heated | 835 | 723 | 86 | Q | 6 | Q | 7015 | 5296 | 795 | Q | 543 | Q
1 to 50 | 697 | 489 | 151 | 42 | 15 | Q | 10130 | 5882 | 2788 | 583 | 690 | Q
51 to 99 | 727 | 418 | 170 | 93 | 42 | 4 | 14650 | 5845 | 2862 | 1500 | 2606 | 1836
100 | 3298 | 2206 | 750 | 220 | 114 | 8 | 55298 | 22786 | 13761 | 5812 | 9697 | 3242
Percent of floorspace cooled
Not cooled | 1096 | 882 | 164 | 36 | 14 | Q | 7799 | 5653 | 1194 | 405 | 499 | Q
1 to 50 | 1173 | 782 | 275 | 85 | 30 | Q | 18891 | 10371 | 5511 | 1378 | 1426 | Q
51 to 99 | 897 | 482 | 227 | 121 | 61 | 6 | 22728 | 7750 | 4834 | 2590 | 4713 | 2840
100 | 2391 | 1690 | 492 | 132 | 72 | 5 | 37676 | 16035 | 8666 | 3766 | 6896 | 2313
Percent lit when open
Zero | 70 | 64 | Q | Q | Q | N | 322 | 288 | Q | Q | Q | N
1 to 50 | 1099 | 647 | 301 | 110 | 41 | Q | 12628 | 5680 | 3641 | 1600 | 1571 | Q
51 to 99 | 1666 | 1042 | 399 | 144 | 74 | 7 | 34814 | 14604 | 7751 | 3465 | 6414 | 2579
100 | 2222 | 1675 | 386 | 99 | 56 | 5 | 35726 | 16711 | 8271 | 2918 | 5181 | 2644
Building never open/electricity not used | 501 | 408 | 68 | Q | Q | Q | 3603 | 2526 | 537 | Q | Q | Q
Percent lit during off hours
Zero | 2489 | 1794 | 512 | 145 | 37 | 1 | 24746 | 14152 | 6327 | 2230 | 1788 | 249
1 to 50 | 2441 | 1545 | 565 | 201 | 121 | 9 | 50753 | 20673 | 12052 | 5255 | 9034 | 3740
51 to 100 | 202 | 131 | 41 | 15 | 13 | 2 | 6926 | 1848 | 1234 | 518 | 2118 | 1208
Building always open with no "off hours" | 102 | 85 | 10 | Q | 3 | (*) | 2443 | 1380 | 316 | Q | 477 | 171
Electricity not used | 323 | 282 | 30 | Q | Q | Q | 2225 | 1756 | 278 | Q | Q | Q
Heating equipment (more than one may apply)
Heat pumps | 628 | 415 | 146 | 37 | 28 | 3 | 11846 | 4642 | 2844 | 1229 | 2089 | 1041
Furnaces | 755 | 471 | 203 | 61 | 21 | Q | 8654 | 4356 | 2518 | 857 | 826 | Q
Individual space heaters | 1247 | 818 | 274 | 106 | 46 | 3 | 20766 | 8857 | 4987 | 2150 | 3398 | 1374
District heat | 48 | Q | 11 | 10 | 18 | 3 | 5925 | Q | Q | 544 | 2791 | 1900
Boilers | 544 | 184 | 164 | 119 | 71 | 6 | 22443 | 4257 | 5762 | 3667 | 6521 | 2236
Packaged heating units | 2802 | 1904 | 655 | 168 | 71 | 4 | 49188 | 24999 | 13422 | 3918 | 5180 | 1669
Other | 62 | 42 | 14 | Q | Q | Q | 1574 | 1127 | 297 | Q | Q | Q
Cooling equipment (more than one may apply)
Residential-type central air conditioners | 1546 | 1027 | 370 | 120 | 29 | Q | 14765 | 8638 | 4035 | 1185 | 816 | Q
Heat pumps | 692 | 465 | 162 | 35 | 29 | 2 | 12538 | 5319 | 3056 | 1155 | 2029 | 979
Individual air conditioners | 709 | 394 | 163 | 105 | 44 | 3 | 12420 | 3436 | 3034 | 1960 | 2851 | 1138
District chilled water | 54 | 17 | 13 | 8 | 15 | 1 | 4608 | 219 | 578 | 404 | 2523 | 883
Central chillers | 163 | 48 | 40 | 27 | 39 | 8 | 17041 | 2072 | 3075 | 2116 | 5873 | 3905
Packaged air conditioning units | 1909 | 1301 | 419 | 115 | 69 | 6 | 45153 | 21523 | 11281 | 3795 | 6087 | 2466
Swamp coolers | 109 | 89 | 13 | Q | Q | Q | 1918 | 1161 | 357 | Q | Q | Q
Other | Q | Q | Q | Q | Q | Q | 328 | Q | Q | Q | Q | Q
Water-heating equipment
Centralized system | 3348 | 2179 | 786 | 259 | 118 | 6 | 47534 | 20177 | 11762 | 5148 | 7998 | 2450
Distributed system | 690 | 451 | 156 | 58 | 23 | 2 | 12688 | 6094 | 3133 | 1181 | 1646 | 635
Combination of centralized and distributed system | 385 | 231 | 97 | 26 | 26 | 5 | 18793 | 7321 | 4194 | 1602 | 3497 | 2179
Lighting equipment types (more than one may apply)
Incandescent | 1826 | 1071 | 474 | 171 | 104 | 7 | 38406 | 13966 | 9208 | 3886 | 7842 | 3504
Standard fluorescent | 4649 | 3120 | 1022 | 329 | 166 | 12 | 80081 | 34818 | 19068 | 7767 | 13083 | 5344
Compact fluorescent | 2302 | 1372 | 577 | 210 | 132 | 12 | 53816 | 18664 | 12629 | 5761 | 11610 | 5152
High-intensity discharge | 525 | 326 | 130 | 37 | 28 | 5 | 23396 | 8474 | 5326 | 2239 | 4469 | 2888
Halogen | 905 | 506 | 245 | 85 | 62 | 7 | 28059 | 9952 | 5781 | 2789 | 6053 | 3484
LED | 473 | 261 | 113 | 48 | 45 | 7 | 22071 | 6930 | 3905 | 1950 | 5642 | 3645
Other | 10 | Q | Q | Q | Q | Q | 446 | Q | Q | Q | Q | Q
Refrigeration equipment (more than one may apply)
Any refrigeration | 3984 | 2602 | 915 | 301 | 154 | 12 | 73645 | 31001 | 17915 | 7152 | 12368 | 5209
Walk-in units | 811 | 553 | 151 | 59 | 43 | 6 | 28361 | 10649 | 6100 | 2393 | 5897 | 3322
Cases or cabinets | 915 | 605 | 182 | 77 | 44 | 7 | 28719 | 10961 | 5918 | 2625 | 5730 | 3485
Large cold storage areas | 78 | 50 | 20 | Q | 4 | (*) | 4171 | 1931 | 942 | Q | 751 | 348
Commercial ice makers | 846 | 541 | 183 | 60 | 54 | 7 | 32734 | 11581 | 6986 | 2980 | 7380 | 3807
Residential-type or compact units | 3388 | 2176 | 800 | 267 | 135 | 10 | 62381 | 25926 | 15363 | 6139 | 10708 | 4245
Vending machines | 960 | 563 | 235 | 78 | 75 | 10 | 43936 | 15933 | 9519 | 4288 | 9715 | 4481
No refrigeration | 1573 | 1234 | 242 | 73 | 23 | Q | 13448 | 8809 | 2290 | 988 | 1167 | Q
Food preparation or serving areas in non-food service buildings (more than one may apply)
Snack bar or concession stand | 153 | 99 | 34 | 10 | 8 | 2 | 9884 | 2655 | 2051 | 1080 | 2379 | 1719
Fast food or small restaurant | 173 | 123 | 33 | 4 | 9 | 4 | 9787 | 4502 | 1133 | 308 | 1803 | 2041
Cafeteria or large restaurant | 130 | 56 | 35 | 14 | 22 | 3 | 15222 | 3435 | 3686 | 1563 | 4054 | 2483
Commercial kitchen/ food preparation area | 282 | 149 | 75 | 31 | 24 | 3 | 16150 | 4853 | 3907 | 1638 | 3890 | 1862
Small kitchen area | 736 | 401 | 214 | 76 | 41 | 3 | 14054 | 4414 | 3629 | 1621 | 2942 | 1448
Window and interior lighting features (more than one may apply)
Multipaned windows | 3012 | 1914 | 720 | 250 | 119 | 9 | 60362 | 25811 | 14300 | 6199 | 10016 | 4036
Tinted window glass | 1875 | 1284 | 400 | 116 | 67 | 8 | 45025 | 19777 | 10137 | 4063 | 7385 | 3663
Reflective window glass | 549 | 344 | 144 | 32 | 26 | 4 | 15908 | 5890 | 3716 | 1461 | 2919 | 1922
External overhangs or awnings | 1867 | 1283 | 419 | 113 | 49 | 4 | 32188 | 16607 | 7423 | 2367 | 3976 | 1815
Skylights or atriums | 591 | 338 | 175 | 42 | 33 | 3 | 22261 | 8545 | 5864 | 1980 | 4066 | 1805
Light scheduling | 918 | 598 | 211 | 59 | 43 | 7 | 30263 | 12166 | 6418 | 2568 | 5639 | 3473
Occupancy sensors | 813 | 467 | 185 | 84 | 67 | 9 | 35871 | 11946 | 7593 | 3829 | 8000 | 4502
Multi-level lighting or dimming | 349 | 199 | 84 | 34 | 28 | 4 | 14534 | 5358 | 2657 | 1381 | 3136 | 2002
Daylight harvesting | 125 | 79 | 23 | 15 | 6 | 1 | 6114 | 2552 | 1041 | 547 | 1221 | 754
Demand responsive lighting | 176 | 120 | 42 | Q | 3 | 1 | 4738 | 2723 | 1069 | Q | 468 | 274
Building automation system (BAS) for lighting2 | 208 | 148 | 38 | 8 | 12 | 3 | 12068 | 5368 | 2428 | 602 | 2276 | 1394

## CBECS_Table C4
Release date: May 2016 Revised date: December 2016
Table C4. Sum of major fuel consumption and expenditure gross energy intensities , 2012
| Sum of major fuel consumption | [5 empty] | Sum of major fuel expenditures
| per building (million Btu) | per square foot (thousand Btu) | per worker (million Btu) | Distribution of building-level intensities (thousand Btu/square foot) |  |  | per building (thousand dollars) | per square foot (dollars) | per million Btu (dollars)
|  |  |  | 25th per- centile | Median | 75th per- centile
All buildings | 1253 | 80 | 79 | 18.9 | 45.9 | 89 | 26.8 | 1.71 | 21.41
Building floorspace (square feet)
1,001 to 5,000 | 260 | 89.9 | 70.6 | 17.6 | 46.4 | 100 | 5.9 | 2.03 | 22.62
5,001 to 10,000 | 526 | 72.6 | 70 | 18.3 | 40.1 | 74.3 | 11.6 | 1.6 | 22.02
10,001 to 25,000 | 992 | 62.1 | 61.8 | 18.7 | 43.8 | 81.5 | 22.5 | 1.41 | 22.73
25,001 to 50,000 | 2478 | 69 | 72.6 | 24.6 | 48.8 | 88.8 | 52.1 | 1.45 | 21.03
50,001 to 100,000 | 5359 | 76.7 | 86.5 | 33.7 | 58.2 | 93.4 | 113.1 | 1.62 | 21.1
100,001 to 200,000 | 11497 | 83.4 | 91.5 | 39 | 66.2 | 101.1 | 243.4 | 1.76 | 21.17
200,001 to 500,000 | 27198 | 95.7 | 99.1 | 47.4 | 77.1 | 114.8 | 553.4 | 1.95 | 20.35
Over 500,000 | 95959 | 108.4 | 83.4 | 42.9 | 71.2 | 124.3 | 1996.3 | 2.26 | 20.8
Principal building activity
Education | 2166 | 68.8 | 77.3 | 31.1 | 50.8 | 81.1 | 43.3 | 1.37 | 19.98
Food sales | 1483 | 209.5 | 223.6 | 128.1 | 222.8 | 321.6 | 34.9 | 4.93 | 23.52
Food service | 1355 | 282.7 | 149.9 | 94.4 | 241.1 | 449 | 26.2 | 5.47 | 19.36
Health care | 4578 | 172.7 | 94.2 | 42.4 | 63.2 | 90.9 | 83.4 | 3.15 | 18.22
Inpatient | 57281 | 231.1 | 128.2 | 163.8 | 205.7 | 272.6 | 978.6 | 3.95 | 17.08
Outpatient | 1147 | 94.8 | 50.7 | 33.5 | 61.7 | 82.1 | 25.1 | 2.08 | 21.91
Lodging | 3574 | 96.9 | 184.1 | 48.1 | 69.1 | 119.1 | 69.6 | 1.89 | 19.48
Mercantile | 1673 | 88.9 | 110.5 | 33.4 | 63.6 | 107.6 | 37.7 | 2 | 22.53
Retail (other than mall) | 830 | 66.9 | 90.4 | 25.6 | 52.2 | 88.3 | 20.5 | 1.65 | 24.69
Enclosed and strip malls | 3924 | 109.3 | 126.4 | 59 | 100.8 | 177.3 | 83.6 | 2.33 | 21.31
Office | 1226 | 77.8 | 36.8 | 32.6 | 52.7 | 80.2 | 30.4 | 1.93 | 24.8
Public assembly | 1363 | 86.3 | 154.4 | 22.2 | 49.3 | 82.5 | 29 | 1.84 | 21.29
Public order and safety | 1583 | 92.2 | 71.6 | 32.9 | 62.1 | 107.7 | 33 | 1.92 | 20.84
Religious worship | 421 | 38 | 89.3 | 12.5 | 25.1 | 49.8 | 8.1 | 0.73 | 19.26
Service | 440 | 58.7 | 67.5 | 18.5 | 42.2 | 83.7 | 9.1 | 1.21 | 20.65
Warehouse and storage | 539 | 32.8 | 67.4 | 2.5 | 13.8 | 35.6 | 12.2 | 0.74 | 22.61
Other | 2293 | 142.9 | 177.6 | 16.5 | 44.1 | 126.5 | 47.8 | 2.98 | 20.83
Vacant | 140 | 12.7 | 176 | 0 | 0 | 6.4 | 3.3 | 0.3 | 23.46
Year constructed
Before 1920 | 658 | 59.8 | 72 | 16.4 | 39 | 81.8 | 14.4 | 1.3 | 21.81
1920 to 1945 | 857 | 69.4 | 69.7 | 16.8 | 46 | 84 | 19.9 | 1.61 | 23.19
1946 to 1959 | 896 | 72.7 | 81.8 | 20.2 | 44.1 | 85.9 | 18.4 | 1.49 | 20.52
1960 to 1969 | 1412 | 87 | 91.5 | 28.4 | 53.8 | 107 | 28.8 | 1.77 | 20.39
1970 to 1979 | 1479 | 93.3 | 80.7 | 18.8 | 52.5 | 104 | 30.1 | 1.9 | 20.36
1980 to 1989 | 1272 | 76.4 | 66.6 | 17.6 | 44.3 | 82.5 | 28.6 | 1.72 | 22.49
1990 to 1999 | 1304 | 79.8 | 82 | 16.8 | 45 | 87.2 | 28.1 | 1.72 | 21.56
2000 to 2003 | 1542 | 80.2 | 77.5 | 22.6 | 48.1 | 100.3 | 33.6 | 1.75 | 21.77
2004 to 2007 | 1522 | 80.9 | 88.1 | 18.6 | 48.3 | 82.1 | 32.6 | 1.73 | 21.42
2008 to 2012 | 1598 | 84.5 | 87.1 | 16.9 | 35.8 | 79.8 | 34.1 | 1.8 | 21.33
Census region and division
Northeast | 1812 | 93.9 | 82.1 | 24.7 | 54.8 | 104.6 | 43.3 | 2.25 | 23.93
New England | 1219 | 85.5 | 88.3 | 18.3 | 43.7 | 92.4 | 30.9 | 2.17 | 25.34
Middle Atlantic | 2167 | 97.2 | 80.2 | 30.9 | 61.5 | 119.6 | 50.8 | 2.28 | 23.45
Midwest | 1265 | 82.8 | 90.7 | 23.5 | 50.8 | 93.7 | 22.1 | 1.45 | 17.49
East North Central | 1538 | 88.7 | 94.8 | 32.3 | 61.7 | 109.2 | 26.8 | 1.55 | 17.44
West North Central | 866 | 70.4 | 81.6 | 11.9 | 35.1 | 70 | 15.3 | 1.24 | 17.62
South | 1142 | 74.9 | 78.6 | 17 | 43.6 | 85.7 | 24.4 | 1.6 | 21.35
South Atlantic | 1244 | 75.5 | 75 | 18.4 | 43.2 | 94.2 | 28.7 | 1.74 | 23.03
East South Central | 999 | 75.3 | 86 | 21.2 | 51 | 82.5 | 20.2 | 1.52 | 20.26
West South Central | 1068 | 73.6 | 81.7 | 12.5 | 39.2 | 80.2 | 20.4 | 1.41 | 19.09
West | 1082 | 74.7 | 67 | 17.5 | 41.9 | 79.6 | 25.2 | 1.74 | 23.31
Mountain | 1233 | 83.8 | 90.7 | 20.4 | 56.7 | 90.6 | 22.7 | 1.54 | 18.43
Pacific | 1027 | 71.3 | 60.1 | 16.8 | 37 | 75.6 | 26.1 | 1.82 | 25.45
Climate region1
Very cold/Cold | 1352 | 86.1 | 89.3 | 22.6 | 54 | 98.7 | 25.9 | 1.65 | 19.15
Mixed-humid | 1302 | 81.4 | 79.1 | 21.5 | 45.6 | 90.3 | 28.4 | 1.77 | 21.78
Mixed-dry/Hot-dry | 960 | 66.8 | 61.6 | 15 | 31.6 | 68.2 | 24.5 | 1.7 | 25.48
Hot-humid | 1185 | 73.8 | 75.5 | 16.7 | 44.4 | 86.6 | 27.4 | 1.71 | 23.11
Marine | 1337 | 80.2 | 62.7 | 21.2 | 44.1 | 92.1 | 31.8 | 1.91 | 23.78
Number of floors
One | 738 | 71.1 | 80.8 | 16.4 | 42.2 | 88.7 | 16.3 | 1.57 | 22.05
Two | 1261 | 72.3 | 74 | 23.2 | 49.6 | 85.5 | 26.8 | 1.54 | 21.27
Three | 1787 | 82.1 | 85.4 | 32.5 | 56.4 | 96 | 37.6 | 1.73 | 21.03
Four to nine | 8102 | 105.8 | 88.1 | 42.4 | 66.8 | 102.4 | 160.2 | 2.09 | 19.77
Ten or more | 45392 | 105.8 | 61.2 | 58.3 | 82 | 116.1 | 1048.2 | 2.44 | 23.09
Elevators and escalators (more than one may apply)
Any elevators | 7855 | 99.1 | 79.6 | 43.7 | 69.9 | 106.3 | 163 | 2.06 | 20.76
Number of elevators
One | 3253 | 79.2 | 77.9 | 40.5 | 65.7 | 99.2 | 65.7 | 1.6 | 20.21
Two to five | 10565 | 96.9 | 80.2 | 51.5 | 75.8 | 115.7 | 222.1 | 2.04 | 21.02
Six or more | 65801 | 129.8 | 80.5 | 67.5 | 96.9 | 166.2 | 1375.4 | 2.71 | 20.9
Any escalators | 38936 | 103.1 | 78.2 | 65.7 | 66.8 | 115.4 | 838.2 | 2.22 | 21.53
Number of workers (main shift)
Fewer than 5 | 261 | 42.6 | 149.3 | 8.6 | 32.1 | 71.7 | 5.8 | 0.95 | 22.33
5 to 9 | 551 | 66.6 | 85.2 | 26.3 | 48.7 | 94.1 | 12.6 | 1.52 | 22.8
10 to 19 | 1056 | 80.3 | 81.5 | 36.4 | 63.3 | 119 | 22.4 | 1.7 | 21.18
20 to 49 | 2316 | 81.8 | 79.8 | 37.3 | 63 | 113.2 | 49.6 | 1.75 | 21.39
50 to 99 | 5594 | 85.3 | 85.6 | 48.1 | 69.9 | 112.2 | 116.7 | 1.78 | 20.85
100 to 249 | 11330 | 96.7 | 79.2 | 57.9 | 89 | 127 | 232.8 | 1.99 | 20.54
250 or more | 38827 | 122 | 57.7 | 62.3 | 86.4 | 151 | 836.8 | 2.63 | 21.55
Weekly operating hours
Fewer than 40 | 199 | 27.8 | 69.5 | 2.4 | 16.8 | 42.4 | 4.2 | 0.58 | 20.97
40 to 48 | 618 | 52.6 | 47.4 | 22.5 | 42.9 | 69 | 14.2 | 1.21 | 23.05
49 to 60 | 1011 | 61.3 | 50.6 | 25 | 48.1 | 83.2 | 23.3 | 1.41 | 22.99
61 to 84 | 1792 | 86.3 | 82.1 | 35.5 | 72.4 | 143.7 | 39.4 | 1.9 | 21.95
85 to 167 | 2294 | 116.9 | 135.8 | 59 | 124.7 | 265.2 | 47.8 | 2.43 | 20.83
Open continuously | 3783 | 126.2 | 122.7 | 18.6 | 62.7 | 138.5 | 75.1 | 2.51 | 19.86
Ownership and occupancy
Nongovernment owned | 1124 | 79.6 | 78.5 | 17.4 | 44.5 | 89.3 | 24.4 | 1.73 | 21.7
Owner occupied | 1060 | 85.4 | 101.1 | 19.8 | 45 | 93.7 | 21.6 | 1.74 | 20.37
Leased to tenant(s) | 1170 | 78.2 | 63.7 | 22.3 | 51.3 | 102.2 | 27.2 | 1.82 | 23.25
Owner occupied and leased | 2032 | 79.9 | 66.9 | 21.3 | 42.6 | 75.8 | 44.9 | 1.77 | 22.11
Unoccupied | 47 | 5.4 |  | 0 | 0 | 2.8 | 1.1 | 0.12 | 22.65
Government owned | 2046 | 81.2 | 80.7 | 28.2 | 53.4 | 87.6 | 41.8 | 1.66 | 20.41
Federal | 4164 | 87.3 | 64.3 | 32.7 | 58.3 | 67.5 | 94 | 1.97 | 22.56
State | 3001 | 100.1 | 99.4 | 35 | 58.2 | 88.8 | 57.6 | 1.92 | 19.2
Local | 1605 | 72.1 | 74.9 | 26.2 | 52.3 | 86.2 | 33.4 | 1.5 | 20.83
Party responsible for operation and maintenance of energy systems
Building owner | 1232 | 78.8 | 78 | 18.2 | 44.4 | 84.7 | 26.1 | 1.67 | 21.21
Business owner or tenant | 1359 | 87 | 88.4 | 26.2 | 59.3 | 123.4 | 30.3 | 1.94 | 22.3
Property management | 1773 | 77 | 54.8 | 16.3 | 42.6 | 88.7 | 41 | 1.78 | 23.15
Other | 1172 | 90.6 | 87.3 | 32.9 | 68.3 | 107 | 26.6 | 2.06 | 22.74
Provider of direct input on energy- related equipment purchases
Building owner | 1227 | 78.5 | 77.9 | 18.3 | 44.4 | 85.3 | 26.1 | 1.67 | 21.27
Business owner or tenant | 1419 | 92.8 | 88.9 | 26 | 61.6 | 135.2 | 31.3 | 2.05 | 22.05
Property management | 1755 | 68.8 | 63.5 | 35.3 | 64.1 | 115.1 | 43.4 | 1.7 | 24.73
Other | 1437 | 90.6 | 85.8 | 32.9 | 67.8 | 104.5 | 31.6 | 1.99 | 22
Number of establishments
One | 1067 | 81.6 | 86.1 | 21 | 48.8 | 93 | 22.2 | 1.7 | 20.84
2 to 5 | 1624 | 78.9 | 74 | 26.8 | 49.3 | 90.7 | 35.4 | 1.72 | 21.81
6 to 10 | 2475 | 82.2 | 61.7 | 23.9 | 48.5 | 88.7 | 56 | 1.86 | 22.64
11 to 20 | 5251 | 95.9 | 67.3 | 34.7 | 68.8 | 102.5 | 119.5 | 2.18 | 22.76
More than 20 | 12786 | 90.7 | 57.5 | 0 | 50.1 | 86 | 312.9 | 2.22 | 24.47
Currently unoccupied | 52 | 5.4 |  | 0 | 0 | 1.3 | 1.1 | 0.11 | 20.68
Predominant exterior wall material
Brick, stone, or stucco | 1495 | 85.4 | 83 | 24.3 | 55.2 | 103.9 | 31.3 | 1.79 | 20.91
Concrete (block or poured) | 1533 | 83 | 85.2 | 23.6 | 50.8 | 101.4 | 33.7 | 1.82 | 21.97
Concrete panels | 3165 | 76.4 | 70.1 | 15.8 | 37.5 | 83.4 | 66.7 | 1.61 | 21.08
Siding or shingles | 442 | 69.6 | 66.5 | 17 | 43.1 | 79.5 | 10.4 | 1.63 | 23.47
Metal panels | 458 | 49.3 | 73.7 | 5.9 | 25.5 | 58.4 | 9.9 | 1.06 | 21.51
Window glass | 9982 | 127 | 64.2 | 55.6 | 147.9 | 668 | 213.2 | 2.71 | 21.36
Other | 2131 | 92.7 | 94 | 18.4 | 45.1 | 94.4 | 48.7 | 2.12 | 22.85
No one major type | 2101 | 76.1 | Q | 24.6 | 66.3 | 96.4 | 45 | 1.63 | 21.41
Predominant roof material
Metal surfacing | 517 | 54.3 | 72 | 8.8 | 31.4 | 67.6 | 11.6 | 1.22 | 22.41
Synthetic or rubber | 2681 | 94.6 | 88.6 | 29.8 | 64.4 | 118.4 | 54.9 | 1.94 | 20.47
Built-up | 2228 | 85.3 | 77.3 | 25.8 | 51 | 97 | 47.8 | 1.83 | 21.47
Slate or tile shingles | 913 | 86.2 | 87.8 | 22 | 52 | 114.4 | 20 | 1.89 | 21.91
Wooden materials (including shingles) | 591 | 81.2 | 92.6 | 16.6 | 54 | 126.1 | 12 | 1.66 | 20.38
Asphalt, fiberglass, or other shingles | 745 | 73.2 | 67.8 | 22.3 | 46.9 | 89.3 | 16.4 | 1.61 | 22.05
Concrete | 2597 | 80.7 | 63.8 | 29.5 | 57.6 | 112.8 | 64.2 | 2 | 24.73
Other | 2447 | 85.6 | 102.3 | 20.8 | 46.6 | 90.5 | 53.1 | 1.86 | 21.7
No one major type | 1957 | 53.7 | 105.9 | 15 | 42.4 | 69.6 | 43.6 | 1.2 | 22.28
Roof characteristics
Roof tilt
Flat | 2283 | 90.2 | 78.3 | 25.8 | 57.4 | 115.7 | 48.3 | 1.91 | 21.14
Shallow pitch | 743 | 66.9 | 81.7 | 14.5 | 38.4 | 80.2 | 16.4 | 1.48 | 22.08
Steeper pitch | 615 | 65.4 | 77.5 | 19.6 | 43.6 | 77 | 13.2 | 1.41 | 21.51
Cool roof | 2482 | 93.6 | 84.9 | 25.5 | 57.5 | 114.9 | 52.2 | 1.97 | 21.03
Renovations in buildings constructed before 2008 (more than one may apply)
Any type of renovation | 1796 | 89.1 | 81 | 27.7 | 55.8 | 100.1 | 37.8 | 1.87 | 21.04
Addition or annex | 2908 | 99.2 | 103.6 | 30.7 | 57.3 | 99.7 | 55.9 | 1.91 | 19.22
Reduction in floorspace | 3165 | 128.7 | 87.8 | 18.3 | 69.1 | 143.4 | 66 | 2.69 | 20.86
Roof replacement | 2013 | 95 | 86.8 | 29.1 | 54.7 | 96.4 | 41.4 | 1.95 | 20.55
Exterior wall replacement | 2052 | 94.2 | 87.5 | 21.3 | 50.1 | 93.6 | 41.9 | 1.93 | 20.43
Interior wall reconfiguration | 2312 | 96.4 | 74.4 | 29.7 | 57.2 | 98.1 | 48.7 | 2.03 | 21.08
Window replacement | 1947 | 88.9 | 77.2 | 28.6 | 56.1 | 100.2 | 40.4 | 1.85 | 20.77
HVAC equipment upgrade | 2312 | 95 | 84.4 | 30.6 | 56.8 | 103.5 | 48.4 | 1.99 | 20.95
Lighting upgrade | 2484 | 95.7 | 86.3 | 32.1 | 58.9 | 112.3 | 50.9 | 1.96 | 20.51
Electrical upgrade | 2152 | 99.5 | 90.7 | 28.5 | 54.9 | 106.7 | 44.3 | 2.05 | 20.58
Plumbing system upgrade | 2169 | 101 | 86.9 | 30.6 | 57.3 | 111.3 | 44.3 | 2.06 | 20.44
Insulation upgrade | 2019 | 101.4 | 92 | 27.6 | 56 | 98.1 | 39.9 | 2 | 19.76
Fire, safety, or security upgrade | 2737 | 98 | 84 | 31.9 | 58.7 | 109.8 | 56.9 | 2.04 | 20.79
Structural upgrade | 2798 | 108.4 | 113.9 | 32.1 | 53.2 | 92.8 | 54.5 | 2.11 | 19.47
Other | 1771 | 81.7 | 68.5 | 35.1 | 62.4 | 137.6 | 43.5 | 2.01 | 24.56
No renovations | 860 | 69.4 | 75.1 | 14.8 | 39.6 | 81.2 | 18.9 | 1.52 | 21.93
Buildings constructed 2008 or later | 1598 | 84.5 | 87.1 | 16.9 | 35.8 | 79.8 | 34.1 | 1.8 | 21.33
Energy sources (more than one may apply)
Electricity | 1330 | 82 | 79 | 23 | 50 | 93.7 | 28.5 | 1.76 | 21.41
Natural gas | 1890 | 94.4 | 88.9 | 37.5 | 65.8 | 122.3 | 37.4 | 1.87 | 19.78
Fuel oil | 4780 | 110.5 | 87.1 | 35.6 | 69.2 | 124.3 | 101.5 | 2.34 | 21.22
District heat | 16919 | 135.5 | 98.2 | 74 | 113.2 | 162.8 | 362.8 | 2.91 | 21.44
District chilled water | 12331 | 144.4 | 115.9 | 48.2 | 70.9 | 138.8 | 235.8 | 2.76 | 19.12
Propane | 1143 | 75.7 | 98.8 | 11.6 | 28.3 | 62.6 | 25.8 | 1.71 | 22.6
Other | 1750 | 78.7 | 79.6 | 20.4 | 37.5 | 72.7 | 37.5 | 1.69 | 21.42
Space-heating energy sources (more than one may apply)
Electricity | 1364 | 79.5 | 72.4 | 25 | 50.1 | 93.6 | 30.2 | 1.76 | 22.15
Natural gas | 1702 | 89.8 | 85.9 | 36.5 | 64.1 | 112.7 | 32.9 | 1.74 | 19.33
Fuel oil | 1333 | 82.7 | 86.5 | 30.6 | 54.6 | 97.9 | 31.4 | 1.95 | 23.54
District heat | 16859 | 135.7 | 98.5 | 74 | 113.2 | 162.8 | 361.4 | 2.91 | 21.44
Propane | 443 | 49.3 | 60.3 | 8.8 | 19.4 | 39.6 | 10.5 | 1.18 | 23.82
Other | 481 | 48 | 64.7 | 16.7 | 31.2 | 52.9 | 11.5 | 1.15 | 24
Primary space-heating energy source
Electricity | 1014 | 70.4 | 63.7 | 21.9 | 44.6 | 84.1 | 24.7 | 1.72 | 24.39
Natural gas | 1667 | 90.1 | 86.7 | 36.8 | 63.7 | 112.7 | 32 | 1.73 | 19.19
Fuel oil | 912 | 73.7 | 93.6 | 33.6 | 60.2 | 116 | 24.5 | 1.98 | 26.82
District heat | 16834 | 137 | 98.7 | 74 | 113.6 | 163.2 | 361.4 | 2.94 | 21.47
Propane | 241 | 32.3 | 42.8 | 8.1 | 15.8 | 33 | 6.4 | 0.85 | 26.44
Other | 310 | 34.8 | 40.7 | 8.1 | 22.5 | 43.6 | 8.7 | 0.97 | 28.02
Cooling energy sources (more than one may apply)
Electricity | 1433 | 83.1 | 76.8 | 28.2 | 55.3 | 100.8 | 30.9 | 1.79 | 21.56
Natural gas | 8190 | 133.2 | 93 | 51.3 | 66.3 | 72.2 | 136.7 | 2.22 | 16.69
District chilled water | 12331 | 144.4 | 115.9 | 48.2 | 70.9 | 138.8 | 235.8 | 2.76 | 19.12
Water-heating energy sources (more than one may apply)
Electricity | 1167 | 72.5 | 66.3 | 24.1 | 47.9 | 87.5 | 27.2 | 1.69 | 23.35
Natural gas | 2292 | 101.9 | 96.1 | 43.3 | 72.9 | 147.3 | 44.1 | 1.96 | 19.24
Fuel oil | 2247 | 91.1 | 107 | 42.4 | 64 | 106.5 | 56.1 | 2.28 | 24.98
District heat | 25765 | 143.3 | 102.5 | 79.5 | 113.6 | 166.2 | 543.2 | 3.02 | 21.08
Propane | 613 | 55.1 | 69 | 13.3 | 31.1 | 65.9 | 18.1 | 1.63 | 29.51
Cooking energy sources (more than one may apply)
Electricity | 2485 | 99.8 | 91.9 | 31.4 | 64.8 | 148.7 | 51.8 | 2.08 | 20.83
Natural gas | 4074 | 121.7 | 116.6 | 58.3 | 121.6 | 277 | 78.4 | 2.34 | 19.24
Propane | 1159 | 83.4 | 84.7 | 19.4 | 48.1 | 105.9 | 31.3 | 2.25 | 27.03
Energy end uses (more than one may apply)
Buildings with space heating | 1436 | 84.7 | 79.2 | 27.2 | 53.6 | 98.7 | 30.4 | 1.79 | 21.17
Buildings with cooling | 1518 | 85.4 | 79 | 28.3 | 55.5 | 101 | 32.5 | 1.83 | 21.37
Buildings with water heating | 1537 | 86 | 79.6 | 28.5 | 56.4 | 103.5 | 32.7 | 1.83 | 21.28
Buildings with cooking | 2567 | 105.8 | 99 | 35.8 | 75.4 | 173.7 | 52.5 | 2.17 | 20.47
Buildings with manufacturing | 1393 | 71 | 71.6 | 17.9 | 42.2 | 77.6 | 30.5 | 1.55 | 21.89
Buildings with electricity generation | 6833 | 109.3 | 90.6 | 45 | 74.2 | 136.6 | 141.1 | 2.26 | 20.65
Percent of floorspace heated
Not heated | 217 | 25.8 | 70.8 | 0 | 2.3 | 18.4 | 6.5 | 0.78 | 30.1
1 to 50 | 671 | 46.2 | 72.9 | 13 | 27.1 | 53.9 | 16.6 | 1.14 | 24.74
51 to 99 | 1787 | 88.6 | 83.5 | 25.8 | 53.9 | 98.9 | 39 | 1.94 | 21.84
100 | 1521 | 90.7 | 78.8 | 32.9 | 59.7 | 106.9 | 31.4 | 1.87 | 20.67
Percent of floorspace cooled
Not cooled | 173 | 24.3 | 78.7 | 0 | 6.5 | 32.3 | 3.9 | 0.55 | 22.66
1 to 50 | 843 | 52.3 | 78.2 | 19.6 | 37 | 75.4 | 17.4 | 1.08 | 20.63
51 to 99 | 2388 | 94.3 | 84.8 | 33.9 | 61.5 | 116.3 | 51.8 | 2.05 | 21.71
100 | 1523 | 96.7 | 76.1 | 33.2 | 61.3 | 113.9 | 32.6 | 2.07 | 21.38
Percent lit when open
Zero | 62 | 13.5 | 74.2 | 1.9 | 8.2 | 12.5 | 1.9 | 0.42 | 31.1
1 to 50 | 585 | 50.9 | 95.7 | 16.8 | 35.5 | 67.6 | 12.6 | 1.1 | 21.62
51 to 99 | 1830 | 87.6 | 83.8 | 30.9 | 56.8 | 102 | 38.3 | 1.83 | 20.91
100 | 1460 | 90.8 | 72.3 | 28.4 | 57.7 | 113.9 | 31.9 | 1.98 | 21.82
Building never open/electricity not used | 48 | 6.6 | Q | 0 | 0 | 2.5 | 1 | 0.13 | 20.11
Percent lit during off hours
Zero | 520 | 52.3 | 55.8 | 16.3 | 34.6 | 69.1 | 12.2 | 1.23 | 23.53
1 to 50 | 1780 | 85.6 | 79.7 | 34.1 | 61.5 | 113.9 | 37.7 | 1.81 | 21.17
51 to 100 | 5043 | 146.9 | 130.2 | 51.3 | 100.8 | 209.5 | 98.7 | 2.88 | 19.58
Building always open with no "off hours" | 2996 | 125.3 | 118.8 | 12.5 | 109.2 | 241.2 | 65.6 | 2.74 | 21.9
Electricity not used | 0 | 0 | 0 | 0 | 0 | 0 | 0 | 0
Heating equipment (more than one may apply)
Heat pumps | 1432 | 75.9 | 67.8 | 25.2 | 44.7 | 78 | 32.5 | 1.72 | 22.68
Furnaces | 815 | 71.1 | 71.9 | 30.5 | 53.1 | 92 | 16.7 | 1.46 | 20.5
Individual space heaters | 1260 | 75.7 | 81.2 | 23.2 | 45.6 | 82.3 | 26.5 | 1.59 | 21.01
District heat | 16859 | 135.7 | 98.5 | 74 | 113.2 | 162.8 | 361.4 | 2.91 | 21.44
Boilers | 4157 | 100.8 | 89.9 | 44.4 | 66.8 | 122 | 79.8 | 1.93 | 19.19
Packaged heating units | 1457 | 83 | 79.9 | 29.3 | 57.4 | 107.1 | 31 | 1.77 | 21.27
Other | 3101 | 121.6 | 159.2 | 28.2 | 70.5 | 165.1 | 63.6 | 2.49 | 20.5
Cooling equipment (more than one may apply)
Residential-type central air conditioners | 702 | 73.6 | 71.9 | 27.1 | 52.6 | 93.7 | 15 | 1.57 | 21.32
Heat pumps | 1357 | 74.9 | 65.8 | 25.3 | 45.2 | 84.1 | 30.8 | 1.7 | 22.7
Individual air conditioners | 1429 | 81.6 | 82.1 | 23.7 | 48.2 | 88.8 | 30.4 | 1.74 | 21.28
District chilled water | 12331 | 144.4 | 115.9 | 48.2 | 70.9 | 138.8 | 235.8 | 2.76 | 19.12
Central chillers | 11374 | 108.7 | 84.4 | 55.6 | 80.6 | 134.8 | 233.7 | 2.23 | 20.55
Packaged air conditioning units | 2080 | 88 | 84.6 | 34.9 | 64 | 123.1 | 44.5 | 1.88 | 21.37
Swamp coolers | 1604 | 91.5 | 100 | 30.9 | 64.9 | 148.7 | 33.1 | 1.89 | 20.62
Other | Q | 137.4 | 95.1 | 16.7 | 56.1 | 102 | Q | 3.07 | 22.36
Main equipment replaced since 1990 (more than one may apply)
Heating | 1155 | 78.5 | 75.5 | 28.5 | 55.9 | 99.9 | 24.3 | 1.65 | 21.05
Cooling | 1279 | 82.1 | 75.5 | 30.6 | 57.5 | 101.9 | 27.5 | 1.77 | 21.51
Water-heating equipment
Centralized system | 1257 | 88.6 | 83.9 | 29.1 | 57.5 | 105.1 | 26.3 | 1.85 | 20.94
Distributed system | 1206 | 65.6 | 58.5 | 22.7 | 45.1 | 82.7 | 28.1 | 1.53 | 23.26
Combination of centralized and distributed system | 4563 | 93.4 | 83.3 | 37.8 | 66.3 | 123.1 | 96.5 | 1.97 | 21.14
Lighting equipment types (more than one may apply)
Incandescent | 1939 | 92.2 | 85.1 | 28.3 | 57.5 | 104 | 39.9 | 1.9 | 20.58
Standard fluorescent | 1444 | 83.8 | 78.4 | 26.2 | 53.1 | 99.6 | 30.8 | 1.79 | 21.34
Compact fluorescent | 2213 | 94.7 | 85 | 31.2 | 59.7 | 113.6 | 46.3 | 1.98 | 20.92
High-intensity discharge (HID) | 4163 | 93.5 | 91.8 | 31.8 | 61.2 | 109.8 | 86.4 | 1.94 | 20.74
Halogen | 2978 | 96 | 88.4 | 33.7 | 61.5 | 110.2 | 62.2 | 2.01 | 20.9
LED | 4993 | 107.1 | 91.2 | 41.7 | 71.4 | 143.7 | 104.7 | 2.24 | 20.96
Other | 5924 | 131.1 | 105.4 | 86.3 | 162.4 | 165.5 | 130.5 | 2.89 | 22.02
Refrigeration equipment (more than one may apply)
Any refrigeration | 1624 | 87.9 | 82 | 28.6 | 56.7 | 105.5 | 34.4 | 1.86 | 21.18
Walk-in units | 4345 | 124.3 | 113.2 | 73.1 | 161.2 | 310.2 | 87.9 | 2.51 | 20.22
Cases or cabinets | 3622 | 115.5 | 105.2 | 56.6 | 112.3 | 244.7 | 75.2 | 2.4 | 20.77
Large cold storage areas | 6779 | 127 | 143.5 | 74.3 | 150.8 | 246.2 | 137.4 | 2.57 | 20.27
Commercial ice makers | 4411 | 114 | 102.2 | 57.1 | 112.7 | 246.2 | 89.7 | 2.32 | 20.33
Residential-type or compact units | 1530 | 83.1 | 76.6 | 27.2 | 51.4 | 88.7 | 32.3 | 1.76 | 21.13
Vending machines | 4354 | 95.1 | 84.1 | 39.7 | 67.9 | 117.8 | 90.7 | 1.98 | 20.83
No refrigeration | 313 | 36.6 | 53.2 | 1.2 | 18.2 | 51.3 | 7.6 | 0.89 | 24.37
Office equipment (more than one may apply)
Desktop computers | 1656 | 85.5 | 78.1 | 29.1 | 56.2 | 101.1 | 35.4 | 1.83 | 21.35
With flat screen monitors | 1696 | 85.7 | 77.8 | 29.7 | 56.4 | 101.6 | 36.2 | 1.83 | 21.36
With multiple monitors | 3230 | 95.1 | 67.8 | 34.5 | 59 | 105.5 | 68.6 | 2.02 | 21.24
Laptop computers | 2002 | 86.1 | 74.5 | 30 | 54.8 | 94.8 | 42.5 | 1.83 | 21.23
Dedicated servers | 2737 | 89.6 | 75.4 | 34.5 | 60.4 | 104.3 | 58.6 | 1.92 | 21.4
Laser printers | 2050 | 88.4 | 75.6 | 32.4 | 57.9 | 101.6 | 43.6 | 1.88 | 21.26
Inkjet printers | 1327 | 80.1 | 76.9 | 27.4 | 53.6 | 96.4 | 28.9 | 1.74 | 21.77
FAX machines | 1792 | 85.6 | 77.3 | 29.8 | 57 | 100.3 | 38.4 | 1.83 | 21.43
Photocopiers | 2362 | 86.2 | 74.6 | 31.5 | 54.8 | 88.6 | 50.4 | 1.84 | 21.33
Number of desktop computers
None | 238 | 37.6 | 98 | 1.2 | 16.6 | 53.1 | 5.3 | 0.84 | 22.33
1 to 4 | 581 | 75.6 | 104.8 | 25 | 52 | 111.3 | 12.4 | 1.61 | 21.35
5 to 9 | 899 | 78.3 | 76.9 | 29.7 | 53.7 | 93.2 | 19.1 | 1.66 | 21.21
10 to 19 | 1402 | 72 | 78.1 | 34.9 | 58.5 | 84.1 | 32.2 | 1.65 | 22.94
20 to 49 | 3159 | 85.6 | 87.7 | 38.8 | 63.9 | 111.6 | 67 | 1.81 | 21.2
50 to 99 | 4504 | 77.9 | 69.5 | 39.7 | 64.8 | 94.6 | 97.6 | 1.69 | 21.67
100 to 249 | 10432 | 98.8 | 76.8 | 49.4 | 70.9 | 106.6 | 214.5 | 2.03 | 20.56
250 or more | 28387 | 109.9 | 62.5 | 51.3 | 74 | 120.2 | 600.9 | 2.33 | 21.17
Number of laptop computers
None | 530 | 63.4 | 100.9 | 8.6 | 34 | 84 | 11.7 | 1.4 | 22.06
1 to 4 | 780 | 71.7 | 85.4 | 27 | 51.3 | 91.5 | 16.7 | 1.54 | 21.47
5 to 9 | 1994 | 83.6 | 78.7 | 35.5 | 56.1 | 86.6 | 42.6 | 1.79 | 21.36
10 to 19 | 3965 | 86.1 | 77.5 | 40.6 | 63.2 | 107.2 | 85.3 | 1.85 | 21.5
20 to 49 | 6318 | 94.1 | 77.8 | 42 | 65.1 | 105.4 | 129.8 | 1.93 | 20.55
50 to 99 | 8795 | 96.7 | 61.4 | 50.3 | 70.4 | 102 | 185.8 | 2.04 | 21.13
100 to 249 | 15188 | 100.6 | 79.4 | 46.5 | 61.3 | 90.1 | 307.6 | 2.04 | 20.25
250 or more | 30170 | 107.4 | 54.4 | 55.8 | 77.7 | 126.1 | 667 | 2.38 | 22.11
Number of dedicated servers
None | 572 | 64.6 | 88 | 13.3 | 36.9 | 81.1 | 12.3 | 1.38 | 21.42
1 to 4 | 1740 | 79.7 | 79.2 | 33.9 | 59.6 | 100.3 | 37.5 | 1.72 | 21.54
5 to 9 | 5820 | 90.5 | 72 | 40.1 | 62.4 | 110.2 | 120.5 | 1.87 | 20.71
10 to 19 | 11797 | 103.8 | 78.5 | 46.8 | 75.9 | 119.5 | 260.3 | 2.29 | 22.07
20 to 49 | 15550 | 105.5 | 59.3 | 50.7 | 89 | 171.7 | 316.7 | 2.15 | 20.37
50 or more | 38977 | 143.6 | 73 | 64.7 | 102.2 | 208.9 | 836.2 | 3.08 | 21.45
Number of photocopiers
None | 546 | 66.6 | 94.2 | 11.7 | 37.1 | 89.5 | 11.8 | 1.44 | 21.62
One | 907 | 70.4 | 90 | 27.6 | 49.7 | 81.1 | 19.3 | 1.5 | 21.32
2 to 4 | 2465 | 78.6 | 74.1 | 36.4 | 59.7 | 96 | 52.8 | 1.68 | 21.43
5 to 9 | 6782 | 88.5 | 74.7 | 44.3 | 62.7 | 96.5 | 143.3 | 1.87 | 21.13
10 or more | 20490 | 117.3 | 66.1 | 61.3 | 80.3 | 113.9 | 437.3 | 2.5 | 21.34
Number of TVs or video displays
None | 447 | 49.9 | 68.2 | 8 | 29.6 | 67 | 10.2 | 1.14 | 22.84
One | 609 | 69.8 | 69.6 | 27.3 | 54.2 | 99.6 | 12.8 | 1.47 | 21.05
2 to 4 | 1266 | 79.6 | 74.1 | 32.9 | 57.6 | 107 | 27.6 | 1.74 | 21.83
5 to 9 | 2471 | 95.3 | 76.9 | 43.4 | 74.5 | 170.2 | 54.1 | 2.09 | 21.91
10 to 19 | 5264 | 99.1 | 78.3 | 48.4 | 80 | 138.5 | 110.4 | 2.08 | 20.98
20 to 49 | 6774 | 89 | 80.3 | 52.9 | 73.4 | 128 | 151.4 | 1.99 | 22.35
50 to 99 | 8961 | 98.6 | 98.4 | 56.7 | 86.8 | 144.1 | 186.2 | 2.05 | 20.78
100 or more | 26874 | 133.4 | 113 | 62.6 | 93.4 | 143 | 508.6 | 2.52 | 18.92
Food preparation or serving areas in non-food service buildings (more than one may apply)
Snack bar or concession stand | 7264 | 112.5 | 108.4 | 50.3 | 88.6 | 218 | 148.1 | 2.29 | 20.38
Fast food or small restaurant | 6957 | 123.2 | 110 | 86.1 | 136.6 | 220.7 | 146.5 | 2.59 | 21.05
Cafeteria or large restaurant | 12491 | 106.7 | 92.2 | 47.1 | 71.9 | 110.2 | 246.9 | 2.11 | 19.76
Commercial kitchen/ food preparation area | 6372 | 111.4 | 117.2 | 36.6 | 68.8 | 132.5 | 124.4 | 2.17 | 19.53
Small kitchen area | 1614 | 84.5 | 87.2 | 22.2 | 46 | 86.5 | 33.5 | 1.76 | 20.78
Separate computer areas (more than one may apply)
Data center or server farm | 14047 | 122.1 | 75.2 | 50.9 | 85.7 | 129.4 | 294.5 | 2.56 | 20.96
Computer-based training room | 6956 | 95.7 | 76.3 | 42 | 67.8 | 111.5 | 143.8 | 1.98 | 20.67
Student or public computer center | 5346 | 88.9 | 101.9 | 39.7 | 59.7 | 86.6 | 103.4 | 1.72 | 19.33
HVAC conservation features (more than one may apply)
Economizer cycle | 5228 | 102.2 | 88.8 | 38.6 | 66.8 | 123.8 | 108 | 2.11 | 20.67
Regular HVAC maintenance | 1952 | 89.6 | 79.7 | 32.8 | 60.3 | 110.2 | 41.5 | 1.9 | 21.24
Building automation system (BAS)2 | 4752 | 100.1 | 87.6 | 37.1 | 65.8 | 111.6 | 100.3 | 2.11 | 21.11
Window and interior lighting features (more than one may apply)
Multipaned windows | 1743 | 87 | 84.3 | 27.5 | 54.4 | 99.6 | 36.2 | 1.81 | 20.79
Tinted window glass | 2118 | 88.2 | 78.2 | 27.1 | 55.9 | 106.1 | 44.5 | 1.85 | 20.99
Reflective window glass | 3013 | 103.9 | 87 | 30.6 | 58.6 | 116.1 | 62.6 | 2.16 | 20.77
External overhangs or awnings | 1654 | 96 | 91.5 | 30.3 | 60.3 | 120.3 | 34.5 | 2 | 20.86
Skylights or atriums | 3400 | 90.3 | 91.7 | 24.6 | 49.7 | 84.1 | 69.4 | 1.84 | 20.4
Light scheduling | 3193 | 96.8 | 83.8 | 35.6 | 64.1 | 122.8 | 69.1 | 2.09 | 21.63
Occupancy sensors | 4225 | 95.7 | 83.8 | 37.7 | 68.1 | 117.1 | 89.4 | 2.03 | 21.16
Multi-level lighting or dimming | 4637 | 111.3 | 100.3 | 43.7 | 80.1 | 162.4 | 94.3 | 2.26 | 20.34
Daylight harvesting | 4942 | 101.3 | 80.5 | 24.4 | 62.4 | 122.8 | 104 | 2.13 | 21.05
Demand responsive lighting | 2326 | 86.5 | 83.6 | 30.9 | 55.9 | 110.2 | 54.7 | 2.03 | 23.51
Building automation system (BAS) for lighting2 | 5762 | 99.5 | 90.8 | 47.5 | 78.2 | 126.5 | 127.5 | 2.2 | 22.13
Equipment usage reduced when building not in full use (more than one may apply)
Heating | 1358 | 79.5 | 73.4 | 26.8 | 52 | 92.2 | 29.3 | 1.72 | 21.59
Cooling | 1424 | 80.1 | 73.3 | 27.4 | 53 | 94.1 | 31 | 1.74 | 21.74
Lighting | 1351 | 81.8 | 76.7 | 25.6 | 51.4 | 95.1 | 28.9 | 1.75 | 21.39

## State Codes
Census Bureau Region and Division Codes and Federal Information Processing System (FIPS) Codes for States
Source: U.S. Census Bureau, Population Division
Internet Release Date: May 2017
Region | Division | State (FIPS) | Name | Division
1 | 0 | 0 | Northeast Region
1 | 1 | 0 | New England Division | New England Division
1 | 1 | 9 | Connecticut | New England Division
1 | 1 | 23 | Maine | New England Division
1 | 1 | 25 | Massachusetts | New England Division
1 | 1 | 33 | New Hampshire | New England Division
1 | 1 | 44 | Rhode Island | New England Division
1 | 1 | 50 | Vermont | New England Division
1 | 2 | 0 | Middle Atlantic Division | Middle Atlantic Division
1 | 2 | 34 | New Jersey | Middle Atlantic Division
1 | 2 | 36 | New York | Middle Atlantic Division
1 | 2 | 42 | Pennsylvania | Middle Atlantic Division
2 | 0 | 0 | Midwest Region | Middle Atlantic Division
2 | 3 | 0 | East North Central Division | East North Central Division
2 | 3 | 17 | Illinois | East North Central Division
2 | 3 | 18 | Indiana | East North Central Division
2 | 3 | 26 | Michigan | East North Central Division
2 | 3 | 39 | Ohio | East North Central Division
2 | 3 | 55 | Wisconsin | East North Central Division
2 | 4 | 0 | West North Central Division | West North Central Division
2 | 4 | 19 | Iowa | West North Central Division
2 | 4 | 20 | Kansas | West North Central Division
2 | 4 | 27 | Minnesota | West North Central Division
2 | 4 | 29 | Missouri | West North Central Division
2 | 4 | 31 | Nebraska | West North Central Division
2 | 4 | 38 | North Dakota | West North Central Division
2 | 4 | 46 | South Dakota | West North Central Division
3 | 0 | 0 | South Region | West North Central Division
3 | 5 | 0 | South Atlantic Division | South Atlantic Division
3 | 5 | 10 | Delaware | South Atlantic Division
3 | 5 | 11 | District of Columbia | South Atlantic Division
3 | 5 | 12 | Florida | South Atlantic Division
3 | 5 | 13 | Georgia | South Atlantic Division
3 | 5 | 24 | Maryland | South Atlantic Division
3 | 5 | 37 | North Carolina | South Atlantic Division
3 | 5 | 45 | South Carolina | South Atlantic Division
3 | 5 | 51 | Virginia | South Atlantic Division
3 | 5 | 54 | West Virginia | South Atlantic Division
3 | 6 | 0 | East South Central Division | East South Central Division
3 | 6 | 1 | Alabama | East South Central Division
3 | 6 | 21 | Kentucky | East South Central Division
3 | 6 | 28 | Mississippi | East South Central Division
3 | 6 | 47 | Tennessee | East South Central Division
3 | 7 | 0 | West South Central Division | West South Central Division
3 | 7 | 5 | Arkansas | West South Central Division
3 | 7 | 22 | Louisiana | West South Central Division
3 | 7 | 40 | Oklahoma | West South Central Division
3 | 7 | 48 | Texas | West South Central Division
4 | 0 | 0 | West Region | West South Central Division
4 | 8 | 0 | Mountain Division | Mountain Division
4 | 8 | 4 | Arizona | Mountain Division
4 | 8 | 8 | Colorado | Mountain Division
4 | 8 | 16 | Idaho | Mountain Division
4 | 8 | 30 | Montana | Mountain Division
4 | 8 | 32 | Nevada | Mountain Division
4 | 8 | 35 | New Mexico | Mountain Division
4 | 8 | 49 | Utah | Mountain Division
4 | 8 | 56 | Wyoming | Mountain Division
4 | 9 | 0 | Pacific Division | Pacific Division
4 | 9 | 2 | Alaska | Pacific Division
4 | 9 | 6 | California | Pacific Division
4 | 9 | 15 | Hawaii | Pacific Division
4 | 9 | 41 | Oregon | Pacific Division
4 | 9 | 53 | Washington | Pacific Division

## AEO 2019_Table 4
| ref2019.d111618a | 2017 | 2018 | 2019 | 2020 | 2021 | 2022 | 2023 | 2024 | 2025 | 2026 | 2027 | 2028 | 2029 | 2030 | 2031 | 2032 | 2033 | 2034 | 2035 | 2036 | 2037 | 2038 | 2039 | 2040 | 2041 | 2042 | 2043 | 2044 | 2045 | 2046 | 2047 | 2048 | 2049 | 2050
|  | Report | Annual Energy Outlook 2019
|  | Scenario | ref2019 |  |  | Reference case
|  | Datekey | d111618a
|  | Release Date |  | January 2019
RKI000 | 4. Residential Sector Key Indicators and Consumption
(quadrillion Btu, unless otherwise noted)
2018-
| Key Indicators and Consumption | 2017 | 2018 | 2019 | 2020 | 2021 | 2022 | 2023 | 2024 | 2025 | 2026 | 2027 | 2028 | 2029 | 2030 | 2031 | 2032 | 2033 | 2034 | 2035 | 2036 | 2037 | 2038 | 2039 | 2040 | 2041 | 2042 | 2043 | 2044 | 2045 | 2046 | 2047 | 2048 | 2049 | 2050 | 2050
Key Indicators
Households (millions)
RKI000:ba_Single-Family | Single-Family | 82.0299 | 82.7048 | 83.4427 | 84.2105 | 84.973 | 85.7365 | 86.4896 | 87.2318 | 87.9798 | 88.709 | 89.4115 | 90.1016 | 90.8003 | 91.5187 | 92.2431 | 92.9379 | 93.6371 | 94.3543 | 95.0818 | 95.7963 | 96.5062 | 97.2125 | 97.9056 | 98.6009 | 99.2952 | 99.9822 | 100.6746 | 101.381 | 102.1036 | 102.8362 | 103.5729 | 104.3041 | 105.0302 | 105.756 | 0.7713%
RKI000:ba_Multifamily | Multifamily | 30.983 | 31.2471 | 31.5158 | 31.7973 | 32.0748 | 32.3533 | 32.6245 | 32.8914 | 33.1602 | 33.4215 | 33.67 | 33.9132 | 34.1472 | 34.3756 | 34.6075 | 34.8309 | 35.048 | 35.2633 | 35.4749 | 35.6833 | 35.8914 | 36.1019 | 36.3125 | 36.5247 | 36.7379 | 36.9502 | 37.1637 | 37.3793 | 37.5963 | 37.8149 | 38.0359 | 38.2574 | 38.4789 | 38.7002 | 0.6707%
RKI000:ba_MobileHomes | Mobile Homes | 6.5057 | 6.3978 | 6.3134 | 6.2238 | 6.1387 | 6.0555 | 5.9693 | 5.8859 | 5.8078 | 5.7337 | 5.6703 | 5.6125 | 5.5614 | 5.516 | 5.4746 | 5.4356 | 5.401 | 5.3678 | 5.3336 | 5.2974 | 5.2586 | 5.2161 | 5.1724 | 5.1291 | 5.089 | 5.0539 | 5.0218 | 4.994 | 4.9708 | 4.9519 | 4.9354 | 4.9179 | 4.9014 | 4.8844 | -0.8399%
RKI000:ba_Total | Total | 119.5186 | 120.3497 | 121.2719 | 122.2316 | 123.1865 | 124.1453 | 125.0834 | 126.0091 | 126.9478 | 127.8641 | 128.7517 | 129.6273 | 130.5089 | 131.4104 | 132.3252 | 133.2044 | 134.0862 | 134.9854 | 135.8903 | 136.777 | 137.6563 | 138.5304 | 139.3905 | 140.2547 | 141.1221 | 141.9863 | 142.86 | 143.7544 | 144.6707 | 145.6029 | 146.5441 | 147.4794 | 148.4105 | 149.3406 | 0.6767%
RKI000:ca_AverageHouseS | Average House Square Footage | 1771.9004 | 1778.8584 | 1785.7477 | 1792.582 | 1799.3438 | 1806.0289 | 1812.6979 | 1819.3 | 1825.818 | 1832.2777 | 1838.6566 | 1844.9694 | 1851.2963 | 1857.6447 | 1863.9232 | 1870.1384 | 1876.3485 | 1882.5791 | 1888.837 | 1895.0596 | 1901.2521 | 1907.4084 | 1913.4996 | 1919.556 | 1925.5604 | 1931.5001 | 1937.4065 | 1943.2958 | 1949.1792 | 1955.0387 | 1960.8612 | 1966.6498 | 1972.3951 | 1978.1271 | 0.3324%
Energy Intensity
(million Btu per household)
RKI000:da_DeliveredEner | Delivered Energy Consumption | 88.6893 | 94.872 | 93.1165 | 90.4528 | 89.187 | 88.0726 | 87.042 | 86.0223 | 85.026 | 84.1836 | 83.4591 | 82.833 | 82.2043 | 81.6074 | 81.0641 | 80.5333 | 80.0247 | 79.5817 | 79.1667 | 78.7765 | 78.4002 | 78.0532 | 77.7326 | 77.4181 | 77.0939 | 76.7907 | 76.4861 | 76.1859 | 75.8779 | 75.5701 | 75.2566 | 74.9431 | 74.6242 | 74.3243 | -0.7599%
RKI000:da_TotalEnergyCo | Total Energy Consumption | 166.2827 | 175.5306 | 171.2942 | 167.1124 | 163.2888 | 160.0573 | 157.3012 | 155.0876 | 152.6183 | 150.5958 | 148.909 | 147.5337 | 146.4673 | 145.3281 | 144.1878 | 142.7449 | 141.6991 | 140.7211 | 139.9732 | 139.364 | 138.6521 | 138.0412 | 137.5302 | 136.9985 | 136.3934 | 135.8112 | 135.261 | 134.7361 | 134.1924 | 133.6691 | 133.2059 | 132.6946 | 132.2242 | 131.7419 | -0.8928%
(thousand Btu per square foot)
RKI000:ea_DeliveredEner | Delivered Energy Consumption | 50.0532 | 53.3331 | 52.1443 | 50.4595 | 49.5664 | 48.7659 | 48.0179 | 47.2832 | 46.5687 | 45.9448 | 45.3913 | 44.8967 | 44.4036 | 43.9306 | 43.4911 | 43.0627 | 42.6491 | 42.2727 | 41.9129 | 41.5694 | 41.2361 | 40.921 | 40.6233 | 40.3313 | 40.0371 | 39.757 | 39.4786 | 39.2045 | 38.9281 | 38.654 | 38.3794 | 38.107 | 37.8343 | 37.5731 | -1.089%
RKI000:ea_TotalEnergyCo | Total Energy Consumption | 93.8443 | 98.676 | 95.923 | 93.2244 | 90.7491 | 88.6239 | 86.7774 | 85.2458 | 83.589 | 82.1905 | 80.9879 | 79.9654 | 79.1161 | 78.2325 | 77.3571 | 76.3285 | 75.5185 | 74.7491 | 74.1055 | 73.5407 | 72.9267 | 72.3711 | 71.8737 | 71.3699 | 70.8331 | 70.3139 | 69.8155 | 69.3338 | 68.8456 | 68.3716 | 67.9323 | 67.4724 | 67.0374 | 66.5993 | -1.221%
Delivered Energy Consumption by Fuel
Purchased Electricity
RKI000:fa_SpaceHeating | Space Heating | 0.54059 | 0.70731 | 0.69013 | 0.64469 | 0.63961 | 0.63399 | 0.62721 | 0.61973 | 0.61177 | 0.60344 | 0.59589 | 0.58877 | 0.58212 | 0.57546 | 0.56887 | 0.56205 | 0.55532 | 0.54893 | 0.54279 | 0.53674 | 0.53072 | 0.52481 | 0.51909 | 0.51361 | 0.50784 | 0.50239 | 0.49707 | 0.49192 | 0.48672 | 0.4814 | 0.47595 | 0.47065 | 0.46551 | 0.46069 | -1.331%
RKI000:fa_SpaceCooling | Space Cooling | 0.60562 | 0.73097 | 0.59063 | 0.67314 | 0.68446 | 0.69425 | 0.70098 | 0.70618 | 0.71062 | 0.71549 | 0.72149 | 0.7283 | 0.73606 | 0.74424 | 0.75289 | 0.76102 | 0.76955 | 0.77918 | 0.78931 | 0.79967 | 0.81056 | 0.82135 | 0.83244 | 0.84398 | 0.85485 | 0.86636 | 0.87793 | 0.8896 | 0.90077 | 0.91223 | 0.923 | 0.93373 | 0.94431 | 0.9559 | 0.8419%
RKI000:fa_WaterHeating | Water Heating | 0.58785 | 0.59227 | 0.59536 | 0.59726 | 0.59797 | 0.59893 | 0.59883 | 0.59749 | 0.59505 | 0.59212 | 0.58984 | 0.5879 | 0.58642 | 0.58498 | 0.58389 | 0.58281 | 0.58204 | 0.58168 | 0.5818 | 0.58207 | 0.58234 | 0.58287 | 0.58336 | 0.5841 | 0.58439 | 0.58489 | 0.58555 | 0.58646 | 0.58737 | 0.58822 | 0.58904 | 0.58995 | 0.59114 | 0.5926 | 0.0018%
RKI000:fa_Refrigeration | Refrigeration | 0.29896 | 0.29726 | 0.29567 | 0.29407 | 0.29236 | 0.29052 | 0.28854 | 0.28671 | 0.28513 | 0.2837 | 0.28243 | 0.28136 | 0.28056 | 0.28008 | 0.27997 | 0.2801 | 0.2806 | 0.2815 | 0.28276 | 0.28431 | 0.28617 | 0.28831 | 0.2907 | 0.29338 | 0.29634 | 0.29955 | 0.30274 | 0.30596 | 0.30918 | 0.31238 | 0.31555 | 0.31864 | 0.32165 | 0.3246 | 0.2753%
RKI000:fa_Cooking | Cooking | 0.053618 | 0.053819 | 0.054055 | 0.054302 | 0.054544 | 0.054782 | 0.055002 | 0.055208 | 0.05541 | 0.055595 | 0.05576 | 0.05591 | 0.056038 | 0.056148 | 0.056232 | 0.056271 | 0.056329 | 0.056424 | 0.056554 | 0.056716 | 0.056916 | 0.057108 | 0.057288 | 0.057462 | 0.05763 | 0.05779 | 0.057946 | 0.058101 | 0.058259 | 0.058417 | 0.058576 | 0.058733 | 0.058891 | 0.059054 | 0.2905%
RKI000:fa_ClothesDryers | Clothes Dryers | 0.20062 | 0.20511 | 0.20936 | 0.21308 | 0.21631 | 0.21931 | 0.22198 | 0.22429 | 0.22631 | 0.22818 | 0.23013 | 0.23227 | 0.23461 | 0.23702 | 0.2395 | 0.24188 | 0.24434 | 0.24698 | 0.24984 | 0.25277 | 0.2556 | 0.25844 | 0.26131 | 0.26432 | 0.26716 | 0.27003 | 0.27292 | 0.27587 | 0.27875 | 0.28156 | 0.28434 | 0.28709 | 0.28991 | 0.29284 | 1.119%
RKI000:fa_Freezers | Freezers | 0.069091 | 0.068774 | 0.068506 | 0.06825 | 0.067996 | 0.067742 | 0.067461 | 0.067154 | 0.066833 | 0.066482 | 0.066109 | 0.06576 | 0.065447 | 0.065178 | 0.064943 | 0.064719 | 0.064531 | 0.064385 | 0.064274 | 0.064192 | 0.064139 | 0.064118 | 0.064124 | 0.064164 | 0.064247 | 0.064367 | 0.064537 | 0.064764 | 0.065053 | 0.065398 | 0.065787 | 0.066173 | 0.066556 | 0.066937 | -0.0845%
RKI000:fa_Lighting | Lighting | 0.32583 | 0.31159 | 0.29361 | 0.24186 | 0.20907 | 0.19428 | 0.19214 | 0.19125 | 0.19092 | 0.19051 | 0.19066 | 0.19124 | 0.19197 | 0.19118 | 0.19048 | 0.18987 | 0.18954 | 0.18948 | 0.18983 | 0.19034 | 0.19099 | 0.19185 | 0.19292 | 0.19203 | 0.19133 | 0.19087 | 0.19055 | 0.19037 | 0.19023 | 0.19012 | 0.19004 | 0.19001 | 0.19007 | 0.19026 | -1.53%
RKI000:fa_ClothesWasher | Clothes Washers 1/ | 0.035439 | 0.035714 | 0.036023 | 0.036315 | 0.036606 | 0.036899 | 0.037184 | 0.037464 | 0.037746 | 0.038017 | 0.038277 | 0.038538 | 0.038807 | 0.039108 | 0.039418 | 0.039722 | 0.040034 | 0.04036 | 0.040691 | 0.041017 | 0.041341 | 0.041664 | 0.041983 | 0.042304 | 0.042625 | 0.042945 | 0.043268 | 0.043597 | 0.043934 | 0.044275 | 0.044618 | 0.044958 | 0.045297 | 0.045636 | 0.769%
RKI000:fa_Dishwashers | Dishwashers 1/ | 0.025043 | 0.02547 | 0.025908 | 0.026346 | 0.02677 | 0.027185 | 0.027586 | 0.027973 | 0.02835 | 0.028707 | 0.029042 | 0.029408 | 0.029814 | 0.03026 | 0.030747 | 0.031265 | 0.031826 | 0.032437 | 0.033048 | 0.033651 | 0.034249 | 0.034844 | 0.035433 | 0.036021 | 0.036606 | 0.037188 | 0.037769 | 0.038353 | 0.03894 | 0.039529 | 0.040117 | 0.040701 | 0.041282 | 0.04186 | 1.565%
RKI000:fa_ColorTelevisi | Televisions and Related Equipment 2/ | 0.21662 | 0.21262 | 0.20896 | 0.20524 | 0.20171 | 0.19867 | 0.19611 | 0.19401 | 0.1925 | 0.19168 | 0.19173 | 0.19259 | 0.19422 | 0.19646 | 0.19927 | 0.20244 | 0.20607 | 0.21012 | 0.21454 | 0.2191 | 0.22366 | 0.22821 | 0.23266 | 0.23696 | 0.24064 | 0.24385 | 0.24679 | 0.24972 | 0.25253 | 0.2552 | 0.25777 | 0.26024 | 0.26267 | 0.26511 | 0.6919%
RKI000:fa_PersonalCompu | Computers and Related Equipment 3/ | 0.093065 | 0.090292 | 0.087673 | 0.085026 | 0.08243 | 0.079979 | 0.077661 | 0.075459 | 0.073398 | 0.07151 | 0.069841 | 0.068362 | 0.067037 | 0.065788 | 0.064598 | 0.063391 | 0.062193 | 0.060982 | 0.059734 | 0.058386 | 0.057049 | 0.055749 | 0.054466 | 0.053213 | 0.051906 | 0.050575 | 0.049231 | 0.047866 | 0.04644 | 0.044941 | 0.043361 | 0.0417 | 0.039929 | 0.038051 | -2.664%
RKI000:fa_FurnaceFans | Furnace Fans and Boiler Circulation Pumps | 0.068452 | 0.086289 | 0.083105 | 0.078535 | 0.07856 | 0.078599 | 0.078605 | 0.078553 | 0.0785 | 0.078461 | 0.07852 | 0.078556 | 0.078482 | 0.07836 | 0.07816 | 0.077779 | 0.077184 | 0.076441 | 0.075562 | 0.074555 | 0.073455 | 0.072268 | 0.071057 | 0.069852 | 0.068717 | 0.06763 | 0.066616 | 0.065702 | 0.064895 | 0.064198 | 0.063599 | 0.06309 | 0.062656 | 0.06234 | -1.011%
RKI000:fa_OtherUses | Other Uses 4/ | 1.5837 | 1.5703 | 1.6875 | 1.7153 | 1.7216 | 1.7261 | 1.7293 | 1.7316 | 1.7339 | 1.7469 | 1.7596 | 1.7764 | 1.7918 | 1.807 | 1.8233 | 1.8387 | 1.8542 | 1.874 | 1.8931 | 1.9117 | 1.93 | 1.9488 | 1.9679 | 1.9881 | 2.0071 | 2.0265 | 2.0463 | 2.0666 | 2.0867 | 2.1065 | 2.1261 | 2.1453 | 2.1641 | 2.1825 | 1.034%
RKI000:fa_DeliveredEner | Delivered Energy | 4.7045 | 4.9877 | 4.9264 | 4.9334 | 4.91 | 4.9012 | 4.8986 | 4.8931 | 4.8864 | 4.8908 | 4.8993 | 4.9154 | 4.9333 | 4.9512 | 4.9723 | 4.992 | 5.0138 | 5.043 | 5.0739 | 5.1052 | 5.1372 | 5.1704 | 5.2047 | 5.2395 | 5.2714 | 5.3049 | 5.3392 | 5.3749 | 5.4098 | 5.4444 | 5.4779 | 5.511 | 5.544 | 5.5783 | 0.3503%
Natural Gas
RKI000:ga_SpaceHeating | Space Heating | 3.1516 | 3.5859 | 3.5557 | 3.3904 | 3.3716 | 3.3528 | 3.3319 | 3.3088 | 3.286 | 3.2651 | 3.2472 | 3.2307 | 3.2121 | 3.1955 | 3.1817 | 3.1667 | 3.1517 | 3.1384 | 3.1264 | 3.1146 | 3.1034 | 3.0935 | 3.0841 | 3.0747 | 3.066 | 3.0572 | 3.0479 | 3.0385 | 3.0291 | 3.0198 | 3.0106 | 3.0006 | 2.9893 | 2.9786 | -0.5782%
RKI000:ga_SpaceCooling | Space Cooling | 0.055534 | 0.062704 | 0.05208 | 0.057642 | 0.057315 | 0.056935 | 0.056474 | 0.05599 | 0.055522 | 0.055116 | 0.054779 | 0.054471 | 0.054125 | 0.053787 | 0.053454 | 0.053086 | 0.05271 | 0.052398 | 0.052146 | 0.051993 | 0.051949 | 0.051951 | 0.051966 | 0.051982 | 0.051999 | 0.051996 | 0.051987 | 0.051979 | 0.051954 | 0.05196 | 0.051947 | 0.051937 | 0.051917 | 0.05192 | -0.588%
RKI000:ga_WaterHeating | Water Heating | 0.99796 | 0.99669 | 0.99562 | 0.99317 | 0.99178 | 0.992 | 0.993 | 0.99482 | 0.99782 | 1.0026 | 1.0091 | 1.0169 | 1.0237 | 1.0324 | 1.0416 | 1.0507 | 1.0594 | 1.0683 | 1.0772 | 1.0855 | 1.0935 | 1.1012 | 1.1087 | 1.1159 | 1.1233 | 1.1305 | 1.1379 | 1.1455 | 1.1535 | 1.1619 | 1.1706 | 1.1792 | 1.1875 | 1.1959 | 0.5711%
RKI000:ga_Cooking | Cooking | 0.10253 | 0.10251 | 0.10252 | 0.10254 | 0.10255 | 0.10258 | 0.10261 | 0.10266 | 0.10274 | 0.10281 | 0.10286 | 0.10295 | 0.10311 | 0.10337 | 0.10374 | 0.10418 | 0.10475 | 0.10539 | 0.1061 | 0.10685 | 0.10766 | 0.10848 | 0.10933 | 0.1102 | 0.1111 | 0.11202 | 0.11298 | 0.11396 | 0.11499 | 0.11603 | 0.11708 | 0.11812 | 0.11914 | 0.12015 | 0.4975%
RKI000:ga_ClothesDryers | Clothes Dryers | 0.037273 | 0.037757 | 0.038254 | 0.038703 | 0.039138 | 0.039594 | 0.040046 | 0.040499 | 0.040968 | 0.041494 | 0.042088 | 0.042693 | 0.043195 | 0.043743 | 0.044335 | 0.044938 | 0.045531 | 0.046129 | 0.04672 | 0.047286 | 0.047868 | 0.048477 | 0.049099 | 0.049727 | 0.050367 | 0.051005 | 0.051638 | 0.052269 | 0.052892 | 0.053513 | 0.054127 | 0.054725 | 0.055303 | 0.055879 | 1.233%
RKI000:ga_OtherNatGas | Other Uses 5/ | 0.23061 | 0.23026 | 0.22996 | 0.22917 | 0.22809 | 0.22701 | 0.22582 | 0.22454 | 0.22318 | 0.22195 | 0.2209 | 0.21993 | 0.21834 | 0.21699 | 0.21586 | 0.21489 | 0.21392 | 0.213 | 0.21212 | 0.21126 | 0.2104 | 0.20958 | 0.2088 | 0.20799 | 0.2072 | 0.2064 | 0.20557 | 0.20473 | 0.20387 | 0.20302 | 0.20217 | 0.2013 | 0.2004 | 0.19952 | -0.4468%
RKI000:ga_DeliveredEner | Delivered Energy | 4.5755 | 5.0158 | 4.9741 | 4.8116 | 4.7905 | 4.771 | 4.7499 | 4.7273 | 4.7062 | 4.6891 | 4.677 | 4.6677 | 4.6545 | 4.6459 | 4.6407 | 4.6346 | 4.628 | 4.6236 | 4.6206 | 4.6175 | 4.6147 | 4.6132 | 4.612 | 4.6105 | 4.6099 | 4.6092 | 4.6079 | 4.6069 | 4.6063 | 4.6063 | 4.6065 | 4.6059 | 4.6036 | 4.602 | -0.2687%
Distillate Fuel Oil 6/
RKI000:ha_SpaceHeating | Space Heating | 0.40033 | 0.41546 | 0.40943 | 0.36903 | 0.35988 | 0.35112 | 0.3422 | 0.33268 | 0.32349 | 0.3148 | 0.3064 | 0.29865 | 0.29124 | 0.28441 | 0.27789 | 0.2715 | 0.26521 | 0.2593 | 0.2536 | 0.24789 | 0.24264 | 0.23758 | 0.23267 | 0.22777 | 0.2231 | 0.21841 | 0.21376 | 0.20923 | 0.2047 | 0.20029 | 0.19591 | 0.19144 | 0.18701 | 0.18262 | -2.536%
RKI000:ha_WaterHeating | Water Heating | 0.055865 | 0.052595 | 0.049368 | 0.046523 | 0.0441 | 0.041912 | 0.039912 | 0.038074 | 0.036495 | 0.035163 | 0.034025 | 0.033123 | 0.032414 | 0.031921 | 0.031392 | 0.030833 | 0.030247 | 0.029666 | 0.02908 | 0.028475 | 0.0279 | 0.027333 | 0.026773 | 0.026218 | 0.025693 | 0.025188 | 0.024715 | 0.024278 | 0.023864 | 0.023477 | 0.023115 | 0.022761 | 0.022422 | 0.022093 | -2.674%
RKI000:Other_ha_ha | Other Uses 7/ | 0.007926 | 0.007756 | 0.007602 | 0.007508 | 0.00745 | 0.007397 | 0.00734 | 0.00727 | 0.007203 | 0.007144 | 0.007084 | 0.007032 | 0.006981 | 0.006936 | 0.006893 | 0.006851 | 0.006808 | 0.006769 | 0.006731 | 0.00669 | 0.006656 | 0.006622 | 0.006589 | 0.006554 | 0.006522 | 0.006489 | 0.006458 | 0.006431 | 0.006403 | 0.006377 | 0.006353 | 0.006327 | 0.006302 | 0.006277 | -0.6588%
RKI000:ha_DeliveredEner | Delivered Energy | 0.48074 | 0.48814 | 0.47879 | 0.43494 | 0.42298 | 0.41168 | 0.40043 | 0.38874 | 0.37766 | 0.36738 | 0.3576 | 0.34875 | 0.34046 | 0.333 | 0.32582 | 0.31873 | 0.31171 | 0.30509 | 0.29867 | 0.29221 | 0.28626 | 0.28051 | 0.27491 | 0.26934 | 0.26402 | 0.25871 | 0.25347 | 0.24841 | 0.24336 | 0.23847 | 0.23365 | 0.22873 | 0.22387 | 0.21908 | -2.473%
Propane
RKI000:ia_SpaceHeating | Space Heating | 0.33403 | 0.34807 | 0.32796 | 0.30721 | 0.30071 | 0.29485 | 0.28938 | 0.28411 | 0.27897 | 0.27388 | 0.26917 | 0.26484 | 0.26085 | 0.25723 | 0.25394 | 0.25079 | 0.24776 | 0.24487 | 0.24212 | 0.23949 | 0.23699 | 0.23461 | 0.23234 | 0.23015 | 0.22812 | 0.22612 | 0.22412 | 0.22215 | 0.22024 | 0.2184 | 0.21663 | 0.21491 | 0.21325 | 0.2117 | -1.542%
RKI000:ia_WaterHeating | Water Heating | 0.070848 | 0.067313 | 0.063424 | 0.059686 | 0.056553 | 0.053785 | 0.051337 | 0.049183 | 0.047275 | 0.045581 | 0.044112 | 0.042872 | 0.04184 | 0.041058 | 0.040238 | 0.03938 | 0.038492 | 0.037591 | 0.036691 | 0.035797 | 0.034926 | 0.034086 | 0.033285 | 0.032531 | 0.031834 | 0.031195 | 0.03061 | 0.030081 | 0.029608 | 0.029187 | 0.028807 | 0.028458 | 0.02814 | 0.02785 | -2.72%
RKI000:ia_Cooking | Cooking | 0.017127 | 0.016921 | 0.016712 | 0.016494 | 0.016271 | 0.016042 | 0.015806 | 0.015567 | 0.015323 | 0.015068 | 0.0148 | 0.014523 | 0.014239 | 0.013949 | 0.013656 | 0.013359 | 0.013105 | 0.012893 | 0.012724 | 0.012597 | 0.012514 | 0.012425 | 0.012332 | 0.012235 | 0.012134 | 0.01203 | 0.011924 | 0.011821 | 0.01172 | 0.011625 | 0.011537 | 0.011454 | 0.011376 | 0.011302 | -1.253%
RKI000:ia_OtherUses | Other Uses 7/ | 0.066054 | 0.066831 | 0.067339 | 0.067988 | 0.068956 | 0.070074 | 0.071271 | 0.072507 | 0.073776 | 0.075066 | 0.076401 | 0.077797 | 0.079227 | 0.080756 | 0.082357 | 0.08397 | 0.085593 | 0.087235 | 0.088895 | 0.090555 | 0.092229 | 0.093924 | 0.095631 | 0.097361 | 0.099119 | 0.10089 | 0.10269 | 0.10452 | 0.10639 | 0.10831 | 0.11025 | 0.11222 | 0.11421 | 0.11625 | 1.745%
RKI000:ia_DeliveredEner | Delivered Energy | 0.48806 | 0.49913 | 0.47544 | 0.45138 | 0.44248 | 0.43475 | 0.4278 | 0.42136 | 0.41534 | 0.40959 | 0.40449 | 0.40003 | 0.39615 | 0.393 | 0.39019 | 0.3875 | 0.38495 | 0.38259 | 0.38043 | 0.37844 | 0.37666 | 0.37504 | 0.37358 | 0.37228 | 0.37121 | 0.37024 | 0.36934 | 0.36857 | 0.36796 | 0.36752 | 0.36722 | 0.36704 | 0.36698 | 0.3671 | -0.9555%
RKI000:ja_MarketedRenew | Marketed Renewables (wood) 8/ | 0.36779 | 0.43935 | 0.45001 | 0.43674 | 0.43218 | 0.42646 | 0.42181 | 0.41987 | 0.41867 | 0.41746 | 0.41721 | 0.41549 | 0.41375 | 0.41074 | 0.40744 | 0.40411 | 0.40121 | 0.39747 | 0.39366 | 0.39058 | 0.38652 | 0.38256 | 0.37885 | 0.37545 | 0.37188 | 0.36878 | 0.36541 | 0.36173 | 0.35828 | 0.35487 | 0.35142 | 0.34818 | 0.34471 | 0.34122 | -0.7868%
Delivered Energy Consumption by End Use
RKI000:ka_SpaceHeating | Space Heating | 4.7944 | 5.4961 | 5.4332 | 5.148 | 5.104 | 5.0593 | 5.0125 | 4.9651 | 4.9189 | 4.8747 | 4.8359 | 4.7984 | 4.76 | 4.7234 | 4.6898 | 4.6552 | 4.6212 | 4.589 | 4.5586 | 4.5293 | 4.5003 | 4.4731 | 4.447 | 4.4217 | 4.3969 | 4.3729 | 4.3482 | 4.3235 | 4.299 | 4.2748 | 4.2505 | 4.2258 | 4.1998 | 4.1748 | -0.8556%
RKI000:ka_SpaceCooling | Space Cooling | 0.66115 | 0.79368 | 0.64271 | 0.73078 | 0.74178 | 0.75119 | 0.75745 | 0.76217 | 0.76615 | 0.77061 | 0.77626 | 0.78278 | 0.79019 | 0.79802 | 0.80634 | 0.81411 | 0.82226 | 0.83158 | 0.84146 | 0.85167 | 0.86251 | 0.8733 | 0.88441 | 0.89596 | 0.90685 | 0.91835 | 0.92992 | 0.94158 | 0.95272 | 0.96419 | 0.97495 | 0.98566 | 0.99623 | 1.0078 | 0.7493%
RKI000:ka_WaterHeating | Water Heating | 1.7125 | 1.7089 | 1.7038 | 1.6966 | 1.6904 | 1.6866 | 1.6831 | 1.6796 | 1.6766 | 1.6755 | 1.6771 | 1.6808 | 1.6843 | 1.6904 | 1.6972 | 1.7037 | 1.7102 | 1.7172 | 1.7247 | 1.7319 | 1.7386 | 1.7455 | 1.7521 | 1.7588 | 1.7652 | 1.7718 | 1.7787 | 1.7864 | 1.7944 | 1.8028 | 1.8115 | 1.8203 | 1.8292 | 1.8385 | 0.2287%
RKI000:ka_Refrigeration | Refrigeration | 0.29896 | 0.29726 | 0.29567 | 0.29407 | 0.29236 | 0.29052 | 0.28854 | 0.28671 | 0.28513 | 0.2837 | 0.28243 | 0.28136 | 0.28056 | 0.28008 | 0.27997 | 0.2801 | 0.2806 | 0.2815 | 0.28276 | 0.28431 | 0.28617 | 0.28831 | 0.2907 | 0.29338 | 0.29634 | 0.29955 | 0.30274 | 0.30596 | 0.30918 | 0.31238 | 0.31555 | 0.31864 | 0.32165 | 0.3246 | 0.2753%
RKI000:ka_Cooking | Cooking | 0.17327 | 0.17325 | 0.17328 | 0.17333 | 0.17337 | 0.1734 | 0.17342 | 0.17344 | 0.17347 | 0.17347 | 0.17342 | 0.17338 | 0.17339 | 0.17347 | 0.17363 | 0.17381 | 0.17418 | 0.1747 | 0.17538 | 0.17617 | 0.17709 | 0.17802 | 0.17895 | 0.17989 | 0.18086 | 0.18184 | 0.18285 | 0.18389 | 0.18496 | 0.18607 | 0.18719 | 0.18831 | 0.18941 | 0.1905 | 0.2972%
RKI000:ka_ClothesDryers | Clothes Dryers | 0.2379 | 0.24286 | 0.24762 | 0.25178 | 0.25545 | 0.2589 | 0.26203 | 0.26479 | 0.26728 | 0.26968 | 0.27222 | 0.27497 | 0.2778 | 0.28077 | 0.28384 | 0.28681 | 0.28987 | 0.29311 | 0.29656 | 0.30006 | 0.30347 | 0.30691 | 0.31041 | 0.31405 | 0.31753 | 0.32103 | 0.32456 | 0.32813 | 0.33164 | 0.33508 | 0.33847 | 0.34182 | 0.34522 | 0.34872 | 1.137%
RKI000:ka_Freezers | Freezers | 0.069091 | 0.068774 | 0.068506 | 0.06825 | 0.067996 | 0.067742 | 0.067461 | 0.067154 | 0.066833 | 0.066482 | 0.066109 | 0.06576 | 0.065447 | 0.065178 | 0.064943 | 0.064719 | 0.064531 | 0.064385 | 0.064274 | 0.064192 | 0.064139 | 0.064118 | 0.064124 | 0.064164 | 0.064247 | 0.064367 | 0.064537 | 0.064764 | 0.065053 | 0.065398 | 0.065787 | 0.066173 | 0.066556 | 0.066937 | -0.0845%
RKI000:ka_Lighting | Lighting | 0.32583 | 0.31159 | 0.29361 | 0.24186 | 0.20907 | 0.19428 | 0.19214 | 0.19125 | 0.19092 | 0.19051 | 0.19066 | 0.19124 | 0.19197 | 0.19118 | 0.19048 | 0.18987 | 0.18954 | 0.18948 | 0.18983 | 0.19034 | 0.19099 | 0.19185 | 0.19292 | 0.19203 | 0.19133 | 0.19087 | 0.19055 | 0.19037 | 0.19023 | 0.19012 | 0.19004 | 0.19001 | 0.19007 | 0.19026 | -1.53%
RKI000:ka_ClothesWasher | Clothes Washers 1/ | 0.035439 | 0.035714 | 0.036023 | 0.036315 | 0.036606 | 0.036899 | 0.037184 | 0.037464 | 0.037746 | 0.038017 | 0.038277 | 0.038538 | 0.038807 | 0.039108 | 0.039418 | 0.039722 | 0.040034 | 0.04036 | 0.040691 | 0.041017 | 0.041341 | 0.041664 | 0.041983 | 0.042304 | 0.042625 | 0.042945 | 0.043268 | 0.043597 | 0.043934 | 0.044275 | 0.044618 | 0.044958 | 0.045297 | 0.045636 | 0.769%
RKI000:ka_Dishwashers | Dishwashers 1/ | 0.025043 | 0.02547 | 0.025908 | 0.026346 | 0.02677 | 0.027185 | 0.027586 | 0.027973 | 0.02835 | 0.028707 | 0.029042 | 0.029408 | 0.029814 | 0.03026 | 0.030747 | 0.031265 | 0.031826 | 0.032437 | 0.033048 | 0.033651 | 0.034249 | 0.034844 | 0.035433 | 0.036021 | 0.036606 | 0.037188 | 0.037769 | 0.038353 | 0.03894 | 0.039529 | 0.040117 | 0.040701 | 0.041282 | 0.04186 | 1.565%
RKI000:ka_ColorTelevisi | Televisions and Related Equipment 2/ | 0.21662 | 0.21262 | 0.20896 | 0.20524 | 0.20171 | 0.19867 | 0.19611 | 0.19401 | 0.1925 | 0.19168 | 0.19173 | 0.19259 | 0.19422 | 0.19646 | 0.19927 | 0.20244 | 0.20607 | 0.21012 | 0.21454 | 0.2191 | 0.22366 | 0.22821 | 0.23266 | 0.23696 | 0.24064 | 0.24385 | 0.24679 | 0.24972 | 0.25253 | 0.2552 | 0.25777 | 0.26024 | 0.26267 | 0.26511 | 0.6919%
RKI000:ka_PersonalCompu | Computers and Related Equipment 3/ | 0.093065 | 0.090292 | 0.087673 | 0.085026 | 0.08243 | 0.079979 | 0.077661 | 0.075459 | 0.073398 | 0.07151 | 0.069841 | 0.068362 | 0.067037 | 0.065788 | 0.064598 | 0.063391 | 0.062193 | 0.060982 | 0.059734 | 0.058386 | 0.057049 | 0.055749 | 0.054466 | 0.053213 | 0.051906 | 0.050575 | 0.049231 | 0.047866 | 0.04644 | 0.044941 | 0.043361 | 0.0417 | 0.039929 | 0.038051 | -2.664%
RKI000:ka_FurnaceFans | Furnace Fans and Boiler Circulation Pumps | 0.068452 | 0.086289 | 0.083105 | 0.078535 | 0.07856 | 0.078599 | 0.078605 | 0.078553 | 0.0785 | 0.078461 | 0.07852 | 0.078556 | 0.078482 | 0.07836 | 0.07816 | 0.077779 | 0.077184 | 0.076441 | 0.075562 | 0.074555 | 0.073455 | 0.072268 | 0.071057 | 0.069852 | 0.068717 | 0.06763 | 0.066616 | 0.065702 | 0.064895 | 0.064198 | 0.063599 | 0.06309 | 0.062656 | 0.06234 | -1.011%
RKI000:ka_OtherUses | Other Uses 9/ | 1.8883 | 1.8751 | 1.9924 | 2.02 | 2.0261 | 2.0305 | 2.0337 | 2.0359 | 2.0381 | 2.051 | 2.064 | 2.0812 | 2.0963 | 2.1116 | 2.1284 | 2.1444 | 2.1605 | 2.181 | 2.2009 | 2.2202 | 2.2393 | 2.2589 | 2.2789 | 2.3 | 2.3199 | 2.3403 | 2.361 | 2.3823 | 2.4034 | 2.4243 | 2.4449 | 2.4651 | 2.485 | 2.5045 | 0.9086%
RKI000:ka_DeliveredEner | Delivered Energy | 10.6 | 11.4178 | 11.2924 | 11.0562 | 10.9866 | 10.9338 | 10.8875 | 10.8396 | 10.7939 | 10.7641 | 10.7455 | 10.7374 | 10.7284 | 10.7241 | 10.7268 | 10.7274 | 10.7302 | 10.7424 | 10.758 | 10.7748 | 10.7923 | 10.8127 | 10.8352 | 10.8583 | 10.8797 | 10.9032 | 10.9268 | 10.9521 | 10.9773 | 11.0032 | 11.0284 | 11.0526 | 11.075 | 11.0996 | -0.0883%
RKI000:la_ElectricityRe | Electricity Related Losses | 9.2739 | 9.7072 | 9.4808 | 9.3702 | 9.1283 | 8.9366 | 8.7883 | 8.7028 | 8.5807 | 8.4917 | 8.4268 | 8.387 | 8.3869 | 8.3736 | 8.3529 | 8.2869 | 8.2697 | 8.2529 | 8.263 | 8.287 | 8.2941 | 8.3102 | 8.3352 | 8.3564 | 8.3685 | 8.3801 | 8.3966 | 8.4169 | 8.4364 | 8.4594 | 8.4921 | 8.5172 | 8.5485 | 8.5748 | -0.3869%
Total Energy Consumption by End Use
RKI000:ma_SpaceHeating | Space Heating | 5.86 | 6.8726 | 6.7613 | 6.3725 | 6.2931 | 6.2152 | 6.1377 | 6.0674 | 5.9932 | 5.9224 | 5.8608 | 5.8031 | 5.7496 | 5.6966 | 5.6455 | 5.5882 | 5.5372 | 5.4874 | 5.4425 | 5.4006 | 5.3571 | 5.3166 | 5.2784 | 5.2408 | 5.2031 | 5.1666 | 5.1299 | 5.0938 | 5.058 | 5.0228 | 4.9884 | 4.9532 | 4.9176 | 4.883 | -1.062%
RKI000:ma_SpaceCooling | Space Cooling | 1.855 | 2.2163 | 1.7793 | 2.0093 | 2.0143 | 2.017 | 2.015 | 2.0182 | 2.014 | 2.0129 | 2.0172 | 2.0255 | 2.0415 | 2.0567 | 2.0711 | 2.0774 | 2.0916 | 2.1067 | 2.1269 | 2.1497 | 2.1712 | 2.1934 | 2.2175 | 2.242 | 2.2639 | 2.2869 | 2.3106 | 2.3347 | 2.3574 | 2.3816 | 2.4058 | 2.4287 | 2.4523 | 2.4772 | 0.3484%
RKI000:ma_WaterHeating | Water Heating | 2.8713 | 2.8616 | 2.8495 | 2.831 | 2.8021 | 2.7787 | 2.7574 | 2.7423 | 2.7216 | 2.7036 | 2.6916 | 2.684 | 2.6813 | 2.6797 | 2.678 | 2.6712 | 2.6702 | 2.6691 | 2.6722 | 2.6767 | 2.6788 | 2.6823 | 2.6864 | 2.6904 | 2.6929 | 2.6957 | 2.6996 | 2.7047 | 2.7103 | 2.7167 | 2.7247 | 2.7321 | 2.7407 | 2.7494 | -0.1249%
RKI000:ma_Refrigeration | Refrigeration | 0.88828 | 0.8758 | 0.86469 | 0.85261 | 0.83588 | 0.82025 | 0.80618 | 0.79667 | 0.78582 | 0.77629 | 0.76822 | 0.76145 | 0.75752 | 0.75377 | 0.75029 | 0.74508 | 0.74342 | 0.74217 | 0.74325 | 0.74583 | 0.74818 | 0.75171 | 0.75626 | 0.7613 | 0.76679 | 0.77273 | 0.77885 | 0.78507 | 0.79133 | 0.79775 | 0.80473 | 0.81109 | 0.81762 | 0.82356 | -0.192%
RKI000:ma_Cooking | Cooking | 0.27897 | 0.27799 | 0.27731 | 0.27647 | 0.27477 | 0.27329 | 0.2721 | 0.27163 | 0.27077 | 0.27 | 0.26933 | 0.26878 | 0.26866 | 0.26843 | 0.26809 | 0.26723 | 0.26709 | 0.26704 | 0.26748 | 0.26823 | 0.26898 | 0.2698 | 0.27069 | 0.27154 | 0.27235 | 0.27313 | 0.27397 | 0.27487 | 0.27582 | 0.27684 | 0.278 | 0.27908 | 0.28022 | 0.28128 | 0.0368%
RKI000:ma_ClothesDryers | Clothes Dryers | 0.63338 | 0.64204 | 0.65053 | 0.65649 | 0.6576 | 0.65878 | 0.66027 | 0.66371 | 0.66469 | 0.66587 | 0.66805 | 0.67128 | 0.67665 | 0.68162 | 0.68618 | 0.68833 | 0.69288 | 0.69731 | 0.70343 | 0.71036 | 0.71614 | 0.72229 | 0.72889 | 0.73562 | 0.74165 | 0.74759 | 0.75375 | 0.76013 | 0.76635 | 0.77256 | 0.77927 | 0.78552 | 0.79225 | 0.79886 | 0.6853%
RKI000:ma_Freezers | Freezers | 0.20529 | 0.20262 | 0.20034 | 0.19788 | 0.19441 | 0.19126 | 0.18849 | 0.18659 | 0.18419 | 0.18191 | 0.17982 | 0.17796 | 0.17671 | 0.17541 | 0.17404 | 0.17216 | 0.17097 | 0.16975 | 0.16895 | 0.16839 | 0.16769 | 0.16717 | 0.16682 | 0.1665 | 0.16624 | 0.16605 | 0.16603 | 0.16618 | 0.1665 | 0.16701 | 0.16777 | 0.16844 | 0.16918 | 0.16983 | -0.5502%
RKI000:ma_Lighting | Lighting | 0.96813 | 0.91801 | 0.85866 | 0.70124 | 0.59776 | 0.54852 | 0.53685 | 0.5314 | 0.52618 | 0.5213 | 0.5186 | 0.51756 | 0.51833 | 0.5145 | 0.51045 | 0.50506 | 0.50217 | 0.49958 | 0.49897 | 0.4993 | 0.49934 | 0.5002 | 0.50188 | 0.49829 | 0.49508 | 0.49237 | 0.49021 | 0.48849 | 0.4869 | 0.48551 | 0.48464 | 0.48366 | 0.48314 | 0.48271 | -1.989%
RKI000:ma_ClothesWasher | Clothes Washers 1/ | 0.1053 | 0.10522 | 0.10535 | 0.10529 | 0.10466 | 0.10418 | 0.1039 | 0.1041 | 0.10403 | 0.10403 | 0.10411 | 0.10429 | 0.10478 | 0.10525 | 0.10564 | 0.10566 | 0.10607 | 0.10641 | 0.10696 | 0.1076 | 0.10809 | 0.10863 | 0.10922 | 0.10977 | 0.11029 | 0.11078 | 0.11131 | 0.11187 | 0.11245 | 0.11307 | 0.11379 | 0.11444 | 0.11514 | 0.11578 | 0.2994%
RKI000:ma_Dishwashers | Dishwashers 1/ | 0.07441 | 0.075039 | 0.075767 | 0.076385 | 0.07654 | 0.076751 | 0.077076 | 0.077725 | 0.078133 | 0.078552 | 0.078993 | 0.079587 | 0.080499 | 0.081437 | 0.082399 | 0.083164 | 0.08432 | 0.085521 | 0.086867 | 0.088274 | 0.089545 | 0.090848 | 0.092178 | 0.09347 | 0.094719 | 0.095932 | 0.097165 | 0.098412 | 0.099666 | 0.10095 | 0.10231 | 0.10361 | 0.10494 | 0.1062 | 1.091%
RKI000:ma_ColorTelevisi | Televisions and Related Equipment 2/ | 0.64364 | 0.62643 | 0.61109 | 0.59507 | 0.57671 | 0.56091 | 0.54794 | 0.53907 | 0.53054 | 0.52448 | 0.52149 | 0.52119 | 0.5244 | 0.52871 | 0.53402 | 0.53848 | 0.54597 | 0.55399 | 0.56392 | 0.57476 | 0.58476 | 0.59501 | 0.60526 | 0.6149 | 0.62266 | 0.62905 | 0.63489 | 0.64076 | 0.64635 | 0.65173 | 0.65739 | 0.66244 | 0.66768 | 0.67263 | 0.2226%
RKI000:ma_PersonalCompu | Computers and Related Equipment 3/ | 0.27652 | 0.26602 | 0.2564 | 0.24652 | 0.23568 | 0.22581 | 0.21699 | 0.20967 | 0.20229 | 0.19567 | 0.18997 | 0.185 | 0.181 | 0.17705 | 0.17311 | 0.16862 | 0.16478 | 0.16078 | 0.15701 | 0.15316 | 0.14916 | 0.14535 | 0.14169 | 0.13808 | 0.13431 | 0.13047 | 0.12665 | 0.12282 | 0.11886 | 0.11477 | 0.11058 | 0.10615 | 0.1015 | 0.096542 | -3.118%
RKI000:ma_FurnaceFans | Furnace Fans and Boiler Circulation Pumps | 0.20339 | 0.25423 | 0.24304 | 0.2277 | 0.22461 | 0.22191 | 0.21962 | 0.21827 | 0.21635 | 0.21469 | 0.21357 | 0.21259 | 0.2119 | 0.21088 | 0.20946 | 0.20689 | 0.20449 | 0.20154 | 0.19862 | 0.19557 | 0.19205 | 0.18842 | 0.18485 | 0.18126 | 0.17781 | 0.17447 | 0.17138 | 0.16859 | 0.16609 | 0.16395 | 0.1622 | 0.16059 | 0.15927 | 0.15817 | -1.472%
RKI000:ma_OtherUses | Other Uses 9/ | 5.0103 | 4.9312 | 5.2398 | 5.2779 | 5.2269 | 5.1777 | 5.1362 | 5.1158 | 5.0828 | 5.0841 | 5.0905 | 5.1122 | 5.1424 | 5.1676 | 5.1914 | 5.1967 | 5.2188 | 5.2479 | 5.2839 | 5.3233 | 5.3553 | 5.3911 | 5.4304 | 5.4707 | 5.5063 | 5.5415 | 5.5791 | 5.6185 | 5.6576 | 5.6974 | 5.741 | 5.7807 | 5.8219 | 5.8593 | 0.5404%
RKI000:ma_Total | Total | 19.8739 | 21.1251 | 20.7732 | 20.4264 | 20.115 | 19.8704 | 19.6758 | 19.5424 | 19.3746 | 19.2558 | 19.1723 | 19.1244 | 19.1153 | 19.0976 | 19.0797 | 19.0142 | 18.9999 | 18.9953 | 19.021 | 19.0618 | 19.0863 | 19.1229 | 19.1704 | 19.2147 | 19.2481 | 19.2833 | 19.3234 | 19.3689 | 19.4137 | 19.4626 | 19.5205 | 19.5697 | 19.6235 | 19.6744 | -0.2221%
Nonmarketed Renewables 10/
RKI000:na_GeothermalHea | Geothermal Heat Pumps | 0.032333 | 0.043833 | 0.042454 | 0.043451 | 0.045648 | 0.047236 | 0.048621 | 0.049979 | 0.05161 | 0.053138 | 0.054635 | 0.05622 | 0.057915 | 0.059763 | 0.061638 | 0.063439 | 0.064888 | 0.066782 | 0.068482 | 0.070467 | 0.072356 | 0.074127 | 0.076034 | 0.07808 | 0.080135 | 0.082236 | 0.084181 | 0.086277 | 0.088452 | 0.090756 | 0.09315 | 0.095658 | 0.097933 | 0.10011 | 2.615%
RKI000:na_SolarHotWater | Solar Hot Water Heating | 0.021384 | 0.029435 | 0.03699 | 0.042461 | 0.045676 | 0.045091 | 0.04486 | 0.044794 | 0.045038 | 0.044669 | 0.044278 | 0.044321 | 0.044376 | 0.044576 | 0.044743 | 0.044781 | 0.044598 | 0.04478 | 0.044809 | 0.045009 | 0.04538 | 0.045388 | 0.045555 | 0.045689 | 0.045852 | 0.046082 | 0.046189 | 0.04637 | 0.046546 | 0.046686 | 0.046744 | 0.046978 | 0.047165 | 0.047286 | 1.492%
RKI000:na_SolarPhotovol | Solar Photovoltaic | 0.12918 | 0.1563 | 0.18194 | 0.2087 | 0.23313 | 0.25243 | 0.27453 | 0.29746 | 0.32507 | 0.34793 | 0.37087 | 0.39983 | 0.42923 | 0.46044 | 0.49409 | 0.52672 | 0.55863 | 0.59659 | 0.63422 | 0.67524 | 0.72334 | 0.76496 | 0.81176 | 0.85933 | 0.90867 | 0.96185 | 1.0153 | 1.0716 | 1.1304 | 1.1904 | 1.2505 | 1.3196 | 1.3902 | 1.4642 | 7.242%
RKI000:na_WindHuffPuff | Wind | 0.000335 | 0.000341 | 0.000343 | 0.000348 | 0.000352 | 0.000347 | 0.000342 | 0.000339 | 0.000337 | 0.000335 | 0.000333 | 0.000332 | 0.000331 | 0.00033 | 0.000329 | 0.000403 | 0.000494 | 0.000601 | 0.000716 | 0.000842 | 0.000986 | 0.001119 | 0.001264 | 0.001412 | 0.001569 | 0.00174 | 0.001907 | 0.002085 | 0.002269 | 0.002466 | 0.002653 | 0.00287 | 0.003084 | 0.003305 | 7.353%
RKI000:na_Total | Total | 0.18323 | 0.22991 | 0.26173 | 0.29496 | 0.32481 | 0.3451 | 0.36835 | 0.39257 | 0.42206 | 0.44608 | 0.47012 | 0.50071 | 0.53185 | 0.56511 | 0.6008 | 0.63534 | 0.66861 | 0.70876 | 0.74823 | 0.79156 | 0.84206 | 0.8856 | 0.93462 | 0.98451 | 1.0362 | 1.0919 | 1.1475 | 1.2063 | 1.2677 | 1.3303 | 1.3931 | 1.4651 | 1.5383 | 1.6149 | 6.281%
Heating Degree Days
RKI000:hdd_NewEngland | New England | 6051 | 6196 | 6328 | 6093 | 6074 | 6055 | 6035 | 6016 | 5997 | 5977 | 5958 | 5938 | 5918 | 5899 | 5879 | 5860 | 5840 | 5820 | 5801 | 5781 | 5761 | 5741 | 5722 | 5702 | 5682 | 5663 | 5643 | 5623 | 5603 | 5584 | 5564 | 5544 | 5525 | 5505 | -0.3688%
RKI000:hdd_MiddleAtlant | Middle Atlantic | 5333 | 5716 | 5707 | 5472 | 5454 | 5436 | 5418 | 5400 | 5382 | 5364 | 5346 | 5328 | 5310 | 5292 | 5274 | 5256 | 5238 | 5220 | 5202 | 5184 | 5166 | 5148 | 5130 | 5112 | 5094 | 5076 | 5058 | 5040 | 5022 | 5004 | 4987 | 4969 | 4951 | 4933 | -0.4593%
RKI000:hdd_EastNorthCen | East North Central | 5684 | 6313 | 6197 | 6027 | 6013 | 6000 | 5986 | 5972 | 5958 | 5945 | 5931 | 5917 | 5903 | 5889 | 5876 | 5862 | 5848 | 5834 | 5820 | 5806 | 5793 | 5779 | 5765 | 5751 | 5737 | 5723 | 5709 | 5695 | 5681 | 5667 | 5654 | 5640 | 5626 | 5612 | -0.3671%
RKI000:hdd_WestNorthCen | West North Central | 5999 | 6767 | 6394 | 6271 | 6257 | 6243 | 6229 | 6214 | 6200 | 6186 | 6171 | 6156 | 6142 | 6127 | 6112 | 6097 | 6082 | 6067 | 6051 | 6036 | 6021 | 6006 | 5991 | 5975 | 5960 | 5945 | 5929 | 5914 | 5898 | 5883 | 5867 | 5852 | 5836 | 5821 | -0.4695%
RKI000:hdd_SouthAtlantc | South Atlantic | 2232 | 2665 | 2672 | 2512 | 2501 | 2490 | 2480 | 2470 | 2460 | 2449 | 2439 | 2429 | 2419 | 2408 | 2398 | 2388 | 2378 | 2368 | 2357 | 2347 | 2337 | 2327 | 2317 | 2306 | 2296 | 2286 | 2276 | 2266 | 2256 | 2246 | 2236 | 2226 | 2215 | 2205 | -0.5904%
RKI000:hdd_EastSouthCen | East South Central | 2832 | 3480 | 3440 | 3279 | 3270 | 3262 | 3253 | 3245 | 3236 | 3227 | 3219 | 3210 | 3201 | 3193 | 3184 | 3175 | 3166 | 3157 | 3149 | 3140 | 3131 | 3122 | 3113 | 3104 | 3095 | 3086 | 3077 | 3068 | 3059 | 3050 | 3041 | 3032 | 3023 | 3014 | -0.4483%
RKI000:hdd_WestSouthCen | West South Central | 1582 | 2161 | 2036 | 1940 | 1929 | 1918 | 1908 | 1897 | 1887 | 1876 | 1866 | 1855 | 1845 | 1835 | 1824 | 1814 | 1803 | 1793 | 1783 | 1772 | 1762 | 1752 | 1742 | 1732 | 1721 | 1711 | 1701 | 1691 | 1681 | 1671 | 1660 | 1650 | 1640 | 1630 | -0.8774%
RKI000:hdd_Mountain | Mountain | 4573 | 4671 | 4756 | 4763 | 4748 | 4733 | 4718 | 4703 | 4688 | 4672 | 4656 | 4641 | 4625 | 4608 | 4592 | 4576 | 4559 | 4542 | 4526 | 4509 | 4492 | 4476 | 4459 | 4442 | 4425 | 4409 | 4392 | 4375 | 4359 | 4342 | 4325 | 4309 | 4292 | 4276 | -0.2757%
RKI000:hdd_Pacific | Pacific | 3180 | 3257 | 3258 | 3255 | 3246 | 3235 | 3225 | 3214 | 3204 | 3193 | 3182 | 3172 | 3161 | 3150 | 3139 | 3127 | 3116 | 3105 | 3094 | 3083 | 3071 | 3060 | 3049 | 3038 | 3026 | 3015 | 3004 | 2992 | 2981 | 2970 | 2959 | 2947 | 2936 | 2925 | -0.3354%
RKI000:hdd_UnitedStates | United States | 3827.5029 | 4232.293 | 4180.668 | 4049.8628 | 4032.0359 | 4014.1816 | 3996.6624 | 3978.9546 | 3961.603 | 3943.824 | 3926.3296 | 3908.9006 | 3891.4583 | 3873.7947 | 3856.3438 | 3838.7888 | 3821.1724 | 3803.7156 | 3786.186 | 3768.6216 | 3751.1577 | 3733.8206 | 3716.4385 | 3698.7339 | 3680.9968 | 3663.6858 | 3646.1819 | 3628.5703 | 3611.1589 | 3593.8032 | 3576.5156 | 3559.2371 | 3541.9785 | 3525.1584 | -0.5697%
Cooling Degree Days
RKI000:cdd_NewEngland | New England | 445 | 669 | 490 | 546 | 551 | 555 | 560 | 565 | 569 | 574 | 579 | 583 | 588 | 593 | 598 | 602 | 607 | 612 | 617 | 621 | 626 | 631 | 636 | 640 | 645 | 650 | 655 | 659 | 664 | 669 | 674 | 679 | 683 | 688 | 0.0875%
RKI000:cdd_MiddleAtlant | Middle Atlantic | 660 | 897 | 679 | 786 | 792 | 799 | 806 | 812 | 819 | 826 | 832 | 839 | 845 | 852 | 859 | 865 | 872 | 879 | 885 | 892 | 899 | 905 | 912 | 919 | 925 | 932 | 939 | 945 | 952 | 959 | 965 | 972 | 979 | 985 | 0.2929%
RKI000:cdd_EastNorthCen | East North Central | 707 | 985 | 743 | 804 | 808 | 811 | 815 | 819 | 822 | 826 | 830 | 833 | 837 | 841 | 844 | 848 | 852 | 855 | 859 | 863 | 867 | 870 | 874 | 878 | 881 | 885 | 889 | 893 | 896 | 900 | 904 | 908 | 911 | 915 | -0.2301%
RKI000:cdd_WestNorthCen | West North Central | 910 | 1140 | 938 | 992 | 995 | 999 | 1002 | 1006 | 1009 | 1012 | 1016 | 1019 | 1023 | 1026 | 1030 | 1033 | 1037 | 1041 | 1044 | 1048 | 1051 | 1055 | 1059 | 1062 | 1066 | 1070 | 1073 | 1077 | 1081 | 1084 | 1088 | 1092 | 1095 | 1099 | -0.1144%
RKI000:cdd_SouthAtlantc | South Atlantic | 2250 | 2348 | 2113 | 2279 | 2291 | 2303 | 2315 | 2327 | 2339 | 2350 | 2362 | 2374 | 2386 | 2398 | 2410 | 2422 | 2434 | 2446 | 2458 | 2470 | 2482 | 2494 | 2506 | 2518 | 2531 | 2543 | 2555 | 2567 | 2579 | 2592 | 2604 | 2616 | 2628 | 2641 | 0.3682%
RKI000:cdd_EastSouthCen | East South Central | 1585 | 1912 | 1633 | 1750 | 1758 | 1767 | 1775 | 1784 | 1792 | 1801 | 1809 | 1818 | 1826 | 1835 | 1843 | 1852 | 1860 | 1869 | 1878 | 1886 | 1895 | 1904 | 1912 | 1921 | 1930 | 1938 | 1947 | 1956 | 1964 | 1973 | 1982 | 1990 | 1999 | 2008 | 0.1532%
RKI000:cdd_WestSouthCen | West South Central | 2714 | 2882 | 2672 | 2843 | 2859 | 2874 | 2890 | 2905 | 2920 | 2936 | 2951 | 2966 | 2982 | 2997 | 3013 | 3028 | 3043 | 3059 | 3074 | 3089 | 3105 | 3120 | 3135 | 3151 | 3166 | 3181 | 3197 | 3212 | 3227 | 3243 | 3258 | 3273 | 3289 | 3304 | 0.4279%
RKI000:cdd_Mountain | Mountain | 1543 | 1601 | 1461 | 1538 | 1547 | 1555 | 1564 | 1572 | 1581 | 1589 | 1598 | 1607 | 1616 | 1625 | 1634 | 1643 | 1652 | 1662 | 1671 | 1681 | 1690 | 1700 | 1709 | 1719 | 1728 | 1738 | 1747 | 1757 | 1766 | 1776 | 1785 | 1795 | 1804 | 1814 | 0.3911%
RKI000:cdd_Pacific | Pacific | 1056 | 1004 | 832 | 964 | 970 | 977 | 984 | 991 | 998 | 1005 | 1012 | 1019 | 1026 | 1033 | 1040 | 1047 | 1054 | 1062 | 1069 | 1076 | 1083 | 1090 | 1098 | 1105 | 1112 | 1119 | 1126 | 1134 | 1141 | 1148 | 1155 | 1163 | 1170 | 1177 | 0.498%
RKI000:cdd_UnitedStates | United States | 1425.8231 | 1578.5623 | 1369.772 | 1489.1174 | 1499.8073 | 1510.5311 | 1521.531 | 1532.3414 | 1543.0637 | 1553.885 | 1564.7572 | 1575.5773 | 1586.609 | 1597.6417 | 1608.7024 | 1619.625 | 1630.7365 | 1642.1776 | 1653.2174 | 1664.4487 | 1675.7889 | 1686.9224 | 1698.3511 | 1709.8096 | 1721.1469 | 1732.566 | 1744.054 | 1755.5967 | 1766.8734 | 1778.722 | 1790.0889 | 1801.7437 | 1813.0149 | 1824.4968 | 0.4535%
1/ Does not include water heating portion of load.
2/ Includes televisions, set-top boxes, home theater systems, DVD players, and video game consoles.
3/ Includes desktop and laptop computers, monitors, and networking equipment.
4/ Includes small electric devices, heating elements, and motors not listed above. Electric vehicles are included in the
transportation sector.
5/ Includes such appliances as outdoor grills, natural gas-fueled lights, pool heaters, spa heaters, and backup electricity generators.
6/ Includes kerosene use.
7/ Includes such appliances as pool heaters, spa heaters, and backup electricity generators.
8/ Includes wood used for primary and secondary heating in wood stoves or fireplaces as reported in the Residential Energy Consumption
Survey.
9/ Includes small electric devices, heating elements, outdoor grills, natural gas-fueled lights, pool heaters, spa heaters, backup
electricity generators, and motors not listed above. Electric vehicles are included in the transportation sector.
10/ Consumption determined by using the average electric power sector fossil-fuels net heat rate.
Btu = British thermal unit.
- - = Not applicable.
Note: Totals may not equal sum of components due to independent rounding. Data for 2017
are model results and may differ from official EIA data reports.
Source: 2017 consumption based on: U.S. Energy Information Administration (EIA), Monthly Energy Review,
September 2018. 2017 degree days based on state-level data from the National Oceanic and Atmospheric
Administration's Climatic Data Center and Climate Prediction Center.
2018: EIA, Short-Term Energy Outlook, October 2018 and EIA, AEO2019 National Energy Modeling System run ref2019.d111618a.
Projections: EIA, AEO2019 National Energy Modeling System run ref2019.d111618a.

## AEO 2019_Table 5
| ref2019.d111618a | 2017 | 2018 | 2019 | 2020 | 2021 | 2022 | 2023 | 2024 | 2025 | 2026 | 2027 | 2028 | 2029 | 2030 | 2031 | 2032 | 2033 | 2034 | 2035 | 2036 | 2037 | 2038 | 2039 | 2040 | 2041 | 2042 | 2043 | 2044 | 2045 | 2046 | 2047 | 2048 | 2049 | 2050
|  | Report | Annual Energy Outlook 2019
|  | Scenario | ref2019 |  |  | Reference case
|  | Datekey | d111618a
|  | Release Date |  | January 2019
CKI000 | 5. Commercial Sector Key Indicators and Consumption
(quadrillion Btu, unless otherwise noted)
2018-
| Key Indicators and Consumption | 2017 | 2018 | 2019 | 2020 | 2021 | 2022 | 2023 | 2024 | 2025 | 2026 | 2027 | 2028 | 2029 | 2030 | 2031 | 2032 | 2033 | 2034 | 2035 | 2036 | 2037 | 2038 | 2039 | 2040 | 2041 | 2042 | 2043 | 2044 | 2045 | 2046 | 2047 | 2048 | 2049 | 2050 | 2050
Key Indicators
Total Floorspace (billion square feet)
CKI000:da_Surviving | Surviving | 88.6885 | 89.6312 | 90.6561 | 91.7478 | 92.8494 | 93.9266 | 94.9684 | 95.9799 | 96.9657 | 97.9471 | 98.9424 | 99.9517 | 100.9729 | 102.0015 | 103.0363 | 104.0818 | 105.1268 | 106.1717 | 107.21 | 108.2319 | 109.2412 | 110.2396 | 111.2372 | 112.2369 | 113.245 | 114.2542 | 115.2666 | 116.2815 | 117.2985 | 118.3236 | 119.3546 | 120.3925 | 121.4334 | 122.475 | 0.9804%
CKI000:da_NewAdditions | New Additions | 2.0056 | 2.0963 | 2.1725 | 2.1922 | 2.1779 | 2.1527 | 2.1324 | 2.1169 | 2.1224 | 2.1463 | 2.1706 | 2.193 | 2.2108 | 2.2278 | 2.2492 | 2.2597 | 2.2705 | 2.2749 | 2.2693 | 2.2676 | 2.2674 | 2.2774 | 2.2901 | 2.3093 | 2.3211 | 2.3352 | 2.3483 | 2.3613 | 2.3803 | 2.3971 | 2.415 | 2.4291 | 2.4407 | 2.4471 | 0.4847%
CKI000:da_Total | Total | 90.6941 | 91.7275 | 92.8285 | 93.9401 | 95.0273 | 96.0793 | 97.1008 | 98.0967 | 99.0881 | 100.0935 | 101.113 | 102.1446 | 103.1838 | 104.2292 | 105.2855 | 106.3414 | 107.3973 | 108.4466 | 109.4793 | 110.4995 | 111.5086 | 112.517 | 113.5273 | 114.5462 | 115.5661 | 116.5893 | 117.615 | 118.6428 | 119.6788 | 120.7208 | 121.7696 | 122.8216 | 123.8742 | 124.922 | 0.9699%
Energy Consumption Intensity
(thousand Btu per square foot)
CKI000:ea_DeliveredEner | Delivered Energy Consumption | 98.2171 | 99.7946 | 98.4235 | 97.3356 | 96.5256 | 95.6722 | 94.7256 | 93.7522 | 92.9028 | 92.0791 | 91.3877 | 90.8154 | 90.1935 | 89.5276 | 88.9428 | 88.3988 | 87.887 | 87.4329 | 87.0442 | 86.6836 | 86.372 | 86.1132 | 85.8979 | 85.6374 | 85.4213 | 85.2391 | 85.1121 | 85.0264 | 84.9719 | 84.9744 | 85.0095 | 85.0594 | 85.1334 | 85.2518 | -0.491%
CKI000:ea_ElectricityRe | Electricity Related Losses | 100.0582 | 99.3548 | 96.0039 | 95.0013 | 92.4729 | 90.133 | 88.062 | 86.7089 | 85.0407 | 83.4054 | 82.0379 | 80.8731 | 80.1417 | 79.0804 | 77.9731 | 76.5271 | 75.5577 | 74.5446 | 73.8174 | 73.2474 | 72.5575 | 71.9822 | 71.5225 | 70.9588 | 70.395 | 69.8648 | 69.4314 | 69.0556 | 68.726 | 68.4748 | 68.368 | 68.2431 | 68.2235 | 68.211 | -1.168%
CKI000:ea_TotalEnergyCo | Total Energy Consumption | 198.2754 | 199.1494 | 194.4274 | 192.3369 | 188.9985 | 185.8052 | 182.7876 | 180.4611 | 177.9436 | 175.4845 | 173.4256 | 171.6884 | 170.3352 | 168.608 | 166.9159 | 164.926 | 163.4447 | 161.9775 | 160.8616 | 159.931 | 158.9295 | 158.0954 | 157.4204 | 156.5962 | 155.8163 | 155.1039 | 154.5435 | 154.082 | 153.6979 | 153.4491 | 153.3775 | 153.3025 | 153.3569 | 153.4628 | -0.8111%
Delivered Energy Consumption by Fuel
Purchased Electricity
CKI000:ga_SpaceHeating | Space Heating 1/ | 0.10928 | 0.12293 | 0.1207 | 0.11646 | 0.11553 | 0.11436 | 0.11345 | 0.11231 | 0.111 | 0.10965 | 0.10841 | 0.10721 | 0.10607 | 0.10477 | 0.1035 | 0.10222 | 0.10095 | 0.099702 | 0.09846 | 0.097213 | 0.095946 | 0.094714 | 0.093537 | 0.092408 | 0.091198 | 0.09002 | 0.088861 | 0.087752 | 0.086659 | 0.085566 | 0.084488 | 0.083452 | 0.082451 | 0.081513 | -1.276%
CKI000:ga_SpaceCooling | Space Cooling 1/ | 0.50005 | 0.55574 | 0.46974 | 0.51429 | 0.51665 | 0.51741 | 0.51668 | 0.51513 | 0.51335 | 0.51194 | 0.51143 | 0.51151 | 0.51214 | 0.51268 | 0.5134 | 0.51392 | 0.51465 | 0.51576 | 0.51699 | 0.51822 | 0.5196 | 0.52119 | 0.52324 | 0.5255 | 0.52761 | 0.53025 | 0.53309 | 0.53613 | 0.53922 | 0.54268 | 0.54612 | 0.54978 | 0.5537 | 0.55832 | 0.0145%
CKI000:ga_WaterHeating | Water Heating 1/ | 0.026209 | 0.025845 | 0.025386 | 0.025119 | 0.024855 | 0.024589 | 0.024298 | 0.023971 | 0.023625 | 0.023291 | 0.022994 | 0.022717 | 0.022466 | 0.022212 | 0.021965 | 0.021714 | 0.021464 | 0.02122 | 0.020984 | 0.020746 | 0.020506 | 0.020276 | 0.02006 | 0.019862 | 0.019653 | 0.019455 | 0.019261 | 0.019073 | 0.018888 | 0.018703 | 0.018522 | 0.018345 | 0.018177 | 0.018021 | -1.121%
CKI000:ga_Ventilation | Ventilation | 0.51223 | 0.51125 | 0.50988 | 0.50897 | 0.50796 | 0.50619 | 0.50389 | 0.50128 | 0.49815 | 0.48683 | 0.4768 | 0.46773 | 0.45968 | 0.45139 | 0.44366 | 0.43627 | 0.42949 | 0.42325 | 0.4176 | 0.4123 | 0.4073 | 0.40279 | 0.39893 | 0.39474 | 0.39061 | 0.38695 | 0.38368 | 0.38086 | 0.37835 | 0.37615 | 0.37425 | 0.37268 | 0.37149 | 0.37077 | -0.999%
CKI000:ga_Cooking | Cooking | 0.08495 | 0.084974 | 0.084986 | 0.085317 | 0.085566 | 0.085596 | 0.085442 | 0.085153 | 0.084748 | 0.084352 | 0.084061 | 0.083846 | 0.083683 | 0.083492 | 0.083298 | 0.083073 | 0.082853 | 0.08263 | 0.082413 | 0.082172 | 0.081899 | 0.081635 | 0.081401 | 0.081216 | 0.080974 | 0.080751 | 0.080532 | 0.080325 | 0.080101 | 0.079864 | 0.079621 | 0.079376 | 0.079145 | 0.078936 | -0.2301%
CKI000:ga_Lighting | Lighting | 0.48648 | 0.48149 | 0.47784 | 0.46794 | 0.45962 | 0.45227 | 0.44577 | 0.44012 | 0.43533 | 0.43132 | 0.42858 | 0.4267 | 0.42569 | 0.41447 | 0.40488 | 0.39642 | 0.3891 | 0.38286 | 0.37756 | 0.37279 | 0.36854 | 0.36495 | 0.36207 | 0.35191 | 0.34296 | 0.33541 | 0.32886 | 0.32302 | 0.31754 | 0.31252 | 0.30815 | 0.30435 | 0.3011 | 0.29847 | -1.483%
CKI000:ga_Refrigeration | Refrigeration | 0.64603 | 0.65077 | 0.65597 | 0.66018 | 0.66143 | 0.66072 | 0.66001 | 0.65935 | 0.65882 | 0.65894 | 0.66004 | 0.66189 | 0.66451 | 0.66545 | 0.66699 | 0.66889 | 0.67121 | 0.6738 | 0.67661 | 0.67947 | 0.68237 | 0.68547 | 0.68892 | 0.69235 | 0.69574 | 0.69935 | 0.70318 | 0.70724 | 0.71148 | 0.71586 | 0.7204 | 0.72508 | 0.72987 | 0.73478 | 0.3802%
CKI000:ga_OfficeEquipme | Computing | 0.34392 | 0.33701 | 0.33079 | 0.32614 | 0.32245 | 0.31921 | 0.31651 | 0.31439 | 0.31293 | 0.3118 | 0.31159 | 0.31228 | 0.31354 | 0.31469 | 0.31678 | 0.31926 | 0.32173 | 0.32417 | 0.32704 | 0.32984 | 0.33257 | 0.33529 | 0.33754 | 0.33984 | 0.34206 | 0.34327 | 0.34445 | 0.3446 | 0.34421 | 0.34328 | 0.34181 | 0.33873 | 0.33507 | 0.32978 | -0.0678%
CKI000:ha_OfficeEquipme | Office Equipment | 0.35979 | 0.38511 | 0.40944 | 0.4326 | 0.45428 | 0.47465 | 0.49323 | 0.51051 | 0.52656 | 0.54182 | 0.55619 | 0.56983 | 0.58302 | 0.59546 | 0.60724 | 0.61874 | 0.6295 | 0.64 | 0.65016 | 0.66021 | 0.6699 | 0.67992 | 0.69008 | 0.70101 | 0.71219 | 0.72404 | 0.73657 | 0.75011 | 0.76468 | 0.78032 | 0.79767 | 0.81645 | 0.8367 | 0.85906 | 2.539%
CKI000:ha_OtherUses | Other Uses 2/ | 1.5346 | 1.5276 | 1.5461 | 1.5617 | 1.5784 | 1.5945 | 1.607 | 1.6201 | 1.6341 | 1.6482 | 1.6627 | 1.6777 | 1.6934 | 1.7091 | 1.7252 | 1.7419 | 1.7588 | 1.7764 | 1.7946 | 1.8132 | 1.8327 | 1.8529 | 1.8744 | 1.8974 | 1.9215 | 1.9469 | 1.9742 | 2.0028 | 2.0332 | 2.0652 | 2.0991 | 2.1351 | 2.1732 | 2.2137 | 1.166%
CKI000:ha_DeliveredEner | Delivered Energy | 4.6035 | 4.6827 | 4.6309 | 4.6987 | 4.7267 | 4.7495 | 4.7663 | 4.7823 | 4.7986 | 4.8082 | 4.8228 | 4.8414 | 4.8642 | 4.8737 | 4.8869 | 4.9024 | 4.9198 | 4.9398 | 4.9624 | 4.9862 | 5.0113 | 5.0391 | 5.0702 | 5.0963 | 5.1245 | 5.1564 | 5.1927 | 5.2319 | 5.2743 | 5.3202 | 5.3702 | 5.4233 | 5.4809 | 5.5434 | 0.5287%
Natural Gas
CKI000:ia_SpaceHeating | Space Heating 1/ | 1.6382 | 1.8476 | 1.8274 | 1.7698 | 1.7627 | 1.7526 | 1.738 | 1.7208 | 1.7053 | 1.6942 | 1.6873 | 1.6816 | 1.6738 | 1.6671 | 1.6622 | 1.6569 | 1.6508 | 1.6452 | 1.6401 | 1.6347 | 1.629 | 1.6241 | 1.6196 | 1.6148 | 1.61 | 1.6053 | 1.6 | 1.5946 | 1.5889 | 1.5833 | 1.578 | 1.5725 | 1.5661 | 1.5603 | -0.5269%
CKI000:ia_SpaceCooling | Space Cooling 1/ | 0.027818 | 0.028694 | 0.022376 | 0.026132 | 0.025778 | 0.025391 | 0.024972 | 0.024527 | 0.024128 | 0.023821 | 0.023575 | 0.023367 | 0.023144 | 0.022948 | 0.022785 | 0.022613 | 0.02245 | 0.022307 | 0.022169 | 0.022044 | 0.021926 | 0.021816 | 0.021729 | 0.021651 | 0.021575 | 0.021507 | 0.021443 | 0.021377 | 0.021318 | 0.021277 | 0.021232 | 0.021198 | 0.021158 | 0.021123 | -0.9527%
CKI000:ia_WaterHeating | Water Heating 1/ | 0.59995 | 0.60424 | 0.60702 | 0.6098 | 0.61127 | 0.61178 | 0.6112 | 0.60986 | 0.60905 | 0.60986 | 0.61216 | 0.61495 | 0.6156 | 0.61708 | 0.61957 | 0.62227 | 0.62472 | 0.62736 | 0.63011 | 0.63272 | 0.6351 | 0.63779 | 0.64059 | 0.64332 | 0.64607 | 0.64872 | 0.6511 | 0.65339 | 0.65551 | 0.65768 | 0.65989 | 0.66196 | 0.66365 | 0.66546 | 0.302%
CKI000:ia_Cooking | Cooking | 0.32576 | 0.3323 | 0.33908 | 0.34525 | 0.35041 | 0.35485 | 0.35848 | 0.36149 | 0.36463 | 0.36865 | 0.37359 | 0.37889 | 0.38262 | 0.38698 | 0.39207 | 0.39745 | 0.40271 | 0.40809 | 0.4135 | 0.41881 | 0.42399 | 0.42934 | 0.43479 | 0.44019 | 0.44568 | 0.45111 | 0.45641 | 0.46166 | 0.46685 | 0.47212 | 0.47742 | 0.48262 | 0.48756 | 0.49252 | 1.237%
CKI000:ia_OtherUses | Other Uses 3/ | 0.68938 | 0.60675 | 0.6349 | 0.64163 | 0.64839 | 0.65504 | 0.66151 | 0.6684 | 0.67764 | 0.69004 | 0.70486 | 0.72147 | 0.73608 | 0.75237 | 0.76988 | 0.7886 | 0.80808 | 0.82875 | 0.85071 | 0.87413 | 0.89886 | 0.92492 | 0.95204 | 0.9795 | 1.0087 | 1.0391 | 1.0711 | 1.1047 | 1.1403 | 1.1786 | 1.2169 | 1.2549 | 1.2924 | 1.3294 | 2.482%
CKI000:ia_DeliveredEner | Delivered Energy | 3.2811 | 3.4196 | 3.4308 | 3.3926 | 3.3986 | 3.3997 | 3.3942 | 3.385 | 3.3807 | 3.3866 | 3.4015 | 3.4202 | 3.4312 | 3.4465 | 3.4666 | 3.4879 | 3.5088 | 3.5317 | 3.5566 | 3.5824 | 3.6089 | 3.638 | 3.6688 | 3.6994 | 3.7321 | 3.7658 | 3.8001 | 3.8357 | 3.8729 | 3.913 | 3.9534 | 3.9932 | 4.0309 | 4.0688 | 0.5447%
Distillate Fuel Oil
CKI000:ja_SpaceHeating | Space Heating 1/ | 0.22779 | 0.2322 | 0.22476 | 0.21297 | 0.21177 | 0.211 | 0.21006 | 0.2083 | 0.2055 | 0.20236 | 0.19893 | 0.19597 | 0.19312 | 0.19056 | 0.18815 | 0.18578 | 0.18338 | 0.18121 | 0.17912 | 0.1769 | 0.17499 | 0.17314 | 0.17131 | 0.16939 | 0.16761 | 0.16586 | 0.16423 | 0.16276 | 0.16131 | 0.15999 | 0.15876 | 0.15747 | 0.15622 | 0.15499 | -1.255%
CKI000:ja_WaterHeating | Water Heating 1/ | 0.006951 | 0.006689 | 0.00643 | 0.006364 | 0.006369 | 0.006385 | 0.006393 | 0.006375 | 0.006328 | 0.006275 | 0.006211 | 0.006162 | 0.006116 | 0.006078 | 0.006042 | 0.006005 | 0.005965 | 0.00593 | 0.005896 | 0.005855 | 0.005823 | 0.005792 | 0.005761 | 0.00573 | 0.005702 | 0.005673 | 0.005647 | 0.005626 | 0.005604 | 0.005585 | 0.005569 | 0.005551 | 0.005532 | 0.005512 | -0.6027%
CKI000:ja_OtherUses | Other Uses 4/ | 0.095638 | 0.10676 | 0.11272 | 0.1127 | 0.11393 | 0.11538 | 0.11678 | 0.11772 | 0.11787 | 0.11768 | 0.11724 | 0.11704 | 0.11638 | 0.11606 | 0.11595 | 0.11596 | 0.116 | 0.11615 | 0.11631 | 0.11636 | 0.11658 | 0.11681 | 0.11703 | 0.11724 | 0.11752 | 0.11774 | 0.11803 | 0.11843 | 0.11884 | 0.11928 | 0.11977 | 0.1202 | 0.12064 | 0.12107 | 0.394%
CKI000:ja_DeliveredEner | Delivered Energy | 0.33038 | 0.34565 | 0.34391 | 0.33203 | 0.33206 | 0.33276 | 0.33323 | 0.33239 | 0.3297 | 0.32631 | 0.32238 | 0.31917 | 0.31562 | 0.3127 | 0.31014 | 0.30775 | 0.30534 | 0.3033 | 0.30133 | 0.29911 | 0.29739 | 0.29575 | 0.29411 | 0.29236 | 0.29084 | 0.28928 | 0.2879 | 0.28682 | 0.28576 | 0.28486 | 0.28411 | 0.28322 | 0.28239 | 0.28158 | -0.6386%
CKI000:ka_MarketedRenew | Marketed Renewables (biomass) | 0.1411 | 0.1411 | 0.1411 | 0.1411 | 0.1411 | 0.1411 | 0.1411 | 0.1411 | 0.1411 | 0.1411 | 0.1411 | 0.1411 | 0.1411 | 0.1411 | 0.1411 | 0.1411 | 0.1411 | 0.1411 | 0.1411 | 0.1411 | 0.1411 | 0.1411 | 0.1411 | 0.1411 | 0.1411 | 0.1411 | 0.1411 | 0.1411 | 0.1411 | 0.1411 | 0.1411 | 0.1411 | 0.1411 | 0.1411 | 0%
CKI000:ka_OtherFuels | Other Fuels 5/ | 0.5516 | 0.56483 | 0.58983 | 0.57927 | 0.57415 | 0.56908 | 0.56313 | 0.55595 | 0.55542 | 0.55435 | 0.55278 | 0.55439 | 0.55439 | 0.55738 | 0.55969 | 0.56137 | 0.56385 | 0.56588 | 0.56817 | 0.56968 | 0.57256 | 0.5752 | 0.57759 | 0.58025 | 0.58331 | 0.58539 | 0.58862 | 0.5922 | 0.59535 | 0.59906 | 0.60274 | 0.60632 | 0.61062 | 0.61497 | 0.2661%
Delivered Energy Consumption by End Use
CKI000:la_SpaceHeating | Space Heating 1/ | 1.9753 | 2.2028 | 2.1729 | 2.0992 | 2.09 | 2.078 | 2.0615 | 2.0414 | 2.0218 | 2.0062 | 1.9946 | 1.9847 | 1.973 | 1.9625 | 1.9539 | 1.9449 | 1.9351 | 1.9261 | 1.9176 | 1.9088 | 1.8999 | 1.892 | 1.8845 | 1.8766 | 1.8689 | 1.8612 | 1.8531 | 1.8451 | 1.8368 | 1.8289 | 1.8213 | 1.8134 | 1.8048 | 1.7968 | -0.6346%
CKI000:la_SpaceCooling | Space Cooling 1/ | 0.52787 | 0.58443 | 0.49211 | 0.54043 | 0.54242 | 0.5428 | 0.54165 | 0.53966 | 0.53748 | 0.53577 | 0.535 | 0.53488 | 0.53528 | 0.53563 | 0.53618 | 0.53654 | 0.5371 | 0.53807 | 0.53916 | 0.54027 | 0.54153 | 0.543 | 0.54497 | 0.54716 | 0.54919 | 0.55175 | 0.55453 | 0.55751 | 0.56054 | 0.56396 | 0.56735 | 0.57097 | 0.57486 | 0.57944 | -0.0268%
CKI000:la_WaterHeating | Water Heating 1/ | 0.63311 | 0.63678 | 0.63883 | 0.64128 | 0.6425 | 0.64275 | 0.64189 | 0.64021 | 0.639 | 0.63943 | 0.64137 | 0.64383 | 0.64418 | 0.64537 | 0.64757 | 0.64999 | 0.65215 | 0.65452 | 0.65698 | 0.65932 | 0.66143 | 0.66386 | 0.66641 | 0.66891 | 0.67143 | 0.67385 | 0.67601 | 0.67809 | 0.68 | 0.68197 | 0.68398 | 0.68585 | 0.68736 | 0.68899 | 0.2466%
CKI000:la_Ventilation | Ventilation | 0.51223 | 0.51125 | 0.50988 | 0.50897 | 0.50796 | 0.50619 | 0.50389 | 0.50128 | 0.49815 | 0.48683 | 0.4768 | 0.46773 | 0.45968 | 0.45139 | 0.44366 | 0.43627 | 0.42949 | 0.42325 | 0.4176 | 0.4123 | 0.4073 | 0.40279 | 0.39893 | 0.39474 | 0.39061 | 0.38695 | 0.38368 | 0.38086 | 0.37835 | 0.37615 | 0.37425 | 0.37268 | 0.37149 | 0.37077 | -0.999%
CKI000:la_Cooking | Cooking | 0.41071 | 0.41727 | 0.42406 | 0.43057 | 0.43598 | 0.44045 | 0.44392 | 0.44664 | 0.44938 | 0.453 | 0.45765 | 0.46273 | 0.4663 | 0.47048 | 0.47537 | 0.48052 | 0.48557 | 0.49072 | 0.49592 | 0.50098 | 0.50589 | 0.51097 | 0.51619 | 0.52141 | 0.52665 | 0.53186 | 0.53694 | 0.54199 | 0.54695 | 0.55198 | 0.55705 | 0.562 | 0.56671 | 0.57146 | 0.9875%
CKI000:la_Lighting | Lighting | 0.48648 | 0.48149 | 0.47784 | 0.46794 | 0.45962 | 0.45227 | 0.44577 | 0.44012 | 0.43533 | 0.43132 | 0.42858 | 0.4267 | 0.42569 | 0.41447 | 0.40488 | 0.39642 | 0.3891 | 0.38286 | 0.37756 | 0.37279 | 0.36854 | 0.36495 | 0.36207 | 0.35191 | 0.34296 | 0.33541 | 0.32886 | 0.32302 | 0.31754 | 0.31252 | 0.30815 | 0.30435 | 0.3011 | 0.29847 | -1.483%
CKI000:la_Refrigeration | Refrigeration | 0.64603 | 0.65077 | 0.65597 | 0.66018 | 0.66143 | 0.66072 | 0.66001 | 0.65935 | 0.65882 | 0.65894 | 0.66004 | 0.66189 | 0.66451 | 0.66545 | 0.66699 | 0.66889 | 0.67121 | 0.6738 | 0.67661 | 0.67947 | 0.68237 | 0.68547 | 0.68892 | 0.69235 | 0.69574 | 0.69935 | 0.70318 | 0.70724 | 0.71148 | 0.71586 | 0.7204 | 0.72508 | 0.72987 | 0.73478 | 0.3802%
CKI000:la_OfficeEquipme | Computing | 0.34392 | 0.33701 | 0.33079 | 0.32614 | 0.32245 | 0.31921 | 0.31651 | 0.31439 | 0.31293 | 0.3118 | 0.31159 | 0.31228 | 0.31354 | 0.31469 | 0.31678 | 0.31926 | 0.32173 | 0.32417 | 0.32704 | 0.32984 | 0.33257 | 0.33529 | 0.33754 | 0.33984 | 0.34206 | 0.34327 | 0.34445 | 0.3446 | 0.34421 | 0.34328 | 0.34181 | 0.33873 | 0.33507 | 0.32978 | -0.0678%
CKI000:ma_OfficeEquipme | Office Equipment | 0.35979 | 0.38511 | 0.40944 | 0.4326 | 0.45428 | 0.47465 | 0.49323 | 0.51051 | 0.52656 | 0.54182 | 0.55619 | 0.56983 | 0.58302 | 0.59546 | 0.60724 | 0.61874 | 0.6295 | 0.64 | 0.65016 | 0.66021 | 0.6699 | 0.67992 | 0.69008 | 0.70101 | 0.71219 | 0.72404 | 0.73657 | 0.75011 | 0.76468 | 0.78032 | 0.79767 | 0.81645 | 0.8367 | 0.85906 | 2.539%
CKI000:ma_OtherUses | Other Uses 6/ | 3.0123 | 2.947 | 3.0247 | 3.0364 | 3.0559 | 3.0751 | 3.0895 | 3.1033 | 3.1262 | 3.1514 | 3.1787 | 3.2117 | 3.2413 | 3.276 | 3.3118 | 3.3489 | 3.3879 | 3.4283 | 3.4709 | 3.5145 | 3.5618 | 3.6109 | 3.6622 | 3.7155 | 3.7721 | 3.8302 | 3.8931 | 3.9593 | 4.0288 | 4.1032 | 4.1796 | 4.2576 | 4.3379 | 4.4203 | 1.275%
CKI000:ma_DeliveredEner | Delivered Energy | 8.9077 | 9.1539 | 9.1365 | 9.1437 | 9.1726 | 9.1921 | 9.1979 | 9.1968 | 9.2056 | 9.2165 | 9.2405 | 9.2763 | 9.3065 | 9.3314 | 9.3644 | 9.4005 | 9.4388 | 9.4818 | 9.5295 | 9.5785 | 9.6312 | 9.6892 | 9.7518 | 9.8094 | 9.8718 | 9.938 | 10.0105 | 10.0878 | 10.1693 | 10.2582 | 10.3516 | 10.4471 | 10.5458 | 10.6498 | 0.4741%
CKI000:na_ElectricityRe | Electricity Related Losses | 9.0747 | 9.1136 | 8.9119 | 8.9244 | 8.7875 | 8.6599 | 8.5509 | 8.5059 | 8.4265 | 8.3483 | 8.2951 | 8.2608 | 8.2693 | 8.2425 | 8.2094 | 8.138 | 8.1147 | 8.0841 | 8.0815 | 8.0938 | 8.0908 | 8.0992 | 8.1198 | 8.1281 | 8.1353 | 8.1455 | 8.1662 | 8.1929 | 8.225 | 8.2663 | 8.3251 | 8.3817 | 8.4511 | 8.5211 | -0.2099%
Total Energy Consumption by End Use
CKI000:oa_SpaceHeating | Space Heating 1/ | 2.1907 | 2.442 | 2.4052 | 2.3204 | 2.3048 | 2.2865 | 2.2651 | 2.2411 | 2.2167 | 2.1966 | 2.1811 | 2.1677 | 2.1533 | 2.1396 | 2.1278 | 2.1146 | 2.1016 | 2.0893 | 2.078 | 2.0666 | 2.0548 | 2.0442 | 2.0343 | 2.024 | 2.0136 | 2.0034 | 1.9929 | 1.9825 | 1.972 | 1.9618 | 1.9523 | 1.9424 | 1.9319 | 1.9221 | -0.7454%
CKI000:oa_SpaceCooling | Space Cooling 1/ | 1.5136 | 1.666 | 1.3961 | 1.5172 | 1.5029 | 1.4862 | 1.4686 | 1.4559 | 1.4389 | 1.4246 | 1.4147 | 1.4077 | 1.4059 | 1.4027 | 1.3986 | 1.3897 | 1.386 | 1.3821 | 1.3811 | 1.3815 | 1.3804 | 1.3807 | 1.3829 | 1.3853 | 1.3868 | 1.3894 | 1.3929 | 1.3971 | 1.4014 | 1.4072 | 1.414 | 1.4206 | 1.4286 | 1.4377 | -0.4596%
CKI000:oa_WaterHeating | Water Heating 1/ | 0.68477 | 0.68708 | 0.68769 | 0.68899 | 0.68871 | 0.68759 | 0.68548 | 0.68284 | 0.68049 | 0.67987 | 0.68092 | 0.68259 | 0.68238 | 0.68294 | 0.68447 | 0.68604 | 0.68756 | 0.68924 | 0.69116 | 0.69299 | 0.69454 | 0.69644 | 0.69854 | 0.70059 | 0.70263 | 0.70458 | 0.7063 | 0.70796 | 0.70946 | 0.71103 | 0.71269 | 0.7142 | 0.71539 | 0.71669 | 0.132%
CKI000:oa_Ventilation | Ventilation | 1.522 | 1.5063 | 1.4911 | 1.4757 | 1.4523 | 1.4291 | 1.4079 | 1.3929 | 1.3729 | 1.3321 | 1.2969 | 1.2658 | 1.2412 | 1.2148 | 1.1889 | 1.1605 | 1.1379 | 1.1159 | 1.0977 | 1.0816 | 1.0649 | 1.0502 | 1.0378 | 1.0243 | 1.0107 | 0.99822 | 0.98706 | 0.97727 | 0.96837 | 0.96059 | 0.95444 | 0.94864 | 0.94431 | 0.94069 | -1.46%
CKI000:oa_Cooking | Cooking | 0.57817 | 0.58265 | 0.58762 | 0.59261 | 0.59506 | 0.59652 | 0.59721 | 0.5981 | 0.5982 | 0.59946 | 0.60224 | 0.60579 | 0.60856 | 0.61168 | 0.6153 | 0.61843 | 0.62223 | 0.62594 | 0.63013 | 0.63437 | 0.63812 | 0.64218 | 0.64655 | 0.65094 | 0.6552 | 0.65942 | 0.66359 | 0.66777 | 0.67187 | 0.67607 | 0.68048 | 0.68467 | 0.68875 | 0.6928 | 0.5425%
CKI000:oa_Lighting | Lighting | 1.4455 | 1.4186 | 1.3974 | 1.3567 | 1.3141 | 1.2769 | 1.2455 | 1.2229 | 1.1998 | 1.1802 | 1.1657 | 1.1548 | 1.1494 | 1.1154 | 1.085 | 1.0545 | 1.0309 | 1.0094 | 0.99244 | 0.97792 | 0.96354 | 0.95153 | 0.94191 | 0.91317 | 0.88742 | 0.86526 | 0.84604 | 0.82885 | 0.81272 | 0.79811 | 0.78585 | 0.77472 | 0.76537 | 0.75726 | -1.942%
CKI000:oa_Refrigeration | Refrigeration | 1.9195 | 1.9173 | 1.9184 | 1.9141 | 1.8911 | 1.8654 | 1.8441 | 1.8321 | 1.8157 | 1.803 | 1.7953 | 1.7913 | 1.7942 | 1.7909 | 1.7875 | 1.7793 | 1.7783 | 1.7765 | 1.7785 | 1.7824 | 1.7841 | 1.7872 | 1.7922 | 1.7966 | 1.8002 | 1.8041 | 1.809 | 1.8148 | 1.821 | 1.8282 | 1.8372 | 1.8457 | 1.8553 | 1.8643 | -0.0876%
CKI000:oa_OfficeEquipme | Computing | 1.0219 | 0.99291 | 0.96738 | 0.94558 | 0.92191 | 0.90123 | 0.88434 | 0.87357 | 0.86243 | 0.85317 | 0.84752 | 0.84511 | 0.84657 | 0.84691 | 0.84892 | 0.84923 | 0.85238 | 0.85467 | 0.85965 | 0.86526 | 0.8695 | 0.87419 | 0.8781 | 0.88184 | 0.88509 | 0.88552 | 0.88614 | 0.88423 | 0.881 | 0.87666 | 0.87171 | 0.86222 | 0.85174 | 0.8367 | -0.5335%
CKI000:pa_OfficeEquipme | Office Equipment | 1.069 | 1.1346 | 1.1974 | 1.2542 | 1.2988 | 1.3401 | 1.3781 | 1.4185 | 1.4512 | 1.4826 | 1.5128 | 1.5421 | 1.5742 | 1.6025 | 1.6273 | 1.6459 | 1.6678 | 1.6874 | 1.709 | 1.7319 | 1.7515 | 1.7727 | 1.7952 | 1.8191 | 1.8428 | 1.8678 | 1.8949 | 1.9247 | 1.9572 | 1.9928 | 2.0343 | 2.0783 | 2.1268 | 2.1796 | 2.061%
CKI000:pa_OtherUses | Other Uses 6/ | 6.0373 | 5.92 | 6.0002 | 6.0026 | 5.9903 | 5.9824 | 5.9725 | 5.9848 | 5.9957 | 6.0132 | 6.0384 | 6.0743 | 6.1202 | 6.1665 | 6.21 | 6.2404 | 6.2889 | 6.3354 | 6.3934 | 6.4578 | 6.5206 | 6.589 | 6.664 | 6.7418 | 6.8226 | 6.9057 | 6.9978 | 7.0956 | 7.1994 | 7.3121 | 7.4338 | 7.5574 | 7.6887 | 7.8232 | 0.8749%
CKI000:pa_Total | Total | 17.9824 | 18.2675 | 18.0484 | 18.0681 | 17.96 | 17.852 | 17.7488 | 17.7026 | 17.6321 | 17.5648 | 17.5356 | 17.5371 | 17.5758 | 17.5739 | 17.5738 | 17.5385 | 17.5535 | 17.5659 | 17.611 | 17.6723 | 17.722 | 17.7884 | 17.8715 | 17.9375 | 18.0071 | 18.0835 | 18.1766 | 18.2807 | 18.3944 | 18.5245 | 18.6767 | 18.8288 | 18.997 | 19.1709 | 0.151%
Nonmarketed Renewable Fuels 7/
CKI000:qa_SolarThermal | Solar Thermal | 0.073735 | 0.074427 | 0.074363 | 0.074822 | 0.07486 | 0.07365 | 0.072865 | 0.07197 | 0.071789 | 0.071124 | 0.070483 | 0.07041 | 0.070246 | 0.070214 | 0.070245 | 0.070027 | 0.06967 | 0.069689 | 0.069492 | 0.069454 | 0.069631 | 0.069336 | 0.069261 | 0.069191 | 0.069123 | 0.069026 | 0.068893 | 0.068795 | 0.068677 | 0.068565 | 0.068376 | 0.068391 | 0.068328 | 0.068296 | -0.2683%
CKI000:qa_SolarPhotovol | Solar Photovoltaic | 0.11485 | 0.13483 | 0.16039 | 0.18859 | 0.21507 | 0.2356 | 0.25308 | 0.2646 | 0.27105 | 0.27476 | 0.2791 | 0.28752 | 0.29645 | 0.30628 | 0.31694 | 0.32698 | 0.33655 | 0.34893 | 0.36083 | 0.37396 | 0.38979 | 0.40211 | 0.41637 | 0.43041 | 0.44476 | 0.45996 | 0.47418 | 0.48906 | 0.50402 | 0.51872 | 0.53274 | 0.54922 | 0.56529 | 0.58132 | 4.672%
CKI000:qa_EKnowitzWindy | Wind | 0.007044 | 0.007045 | 0.006945 | 0.006929 | 0.0069 | 0.00681 | 0.006719 | 0.006645 | 0.006617 | 0.006572 | 0.006533 | 0.006509 | 0.00649 | 0.006477 | 0.006456 | 0.006446 | 0.006468 | 0.006612 | 0.006924 | 0.007464 | 0.008211 | 0.009038 | 0.009954 | 0.010899 | 0.011859 | 0.012844 | 0.01382 | 0.014806 | 0.015802 | 0.016803 | 0.017801 | 0.018825 | 0.019836 | 0.020835 | 3.447%
CKI000:qa_TotalSolar | Total | 0.19563 | 0.2163 | 0.24169 | 0.27034 | 0.29683 | 0.31606 | 0.33266 | 0.34321 | 0.34945 | 0.35246 | 0.35612 | 0.36443 | 0.37319 | 0.38297 | 0.39364 | 0.40345 | 0.41269 | 0.42523 | 0.43725 | 0.45088 | 0.46763 | 0.48048 | 0.49558 | 0.5105 | 0.52574 | 0.54183 | 0.55689 | 0.57267 | 0.5885 | 0.60409 | 0.61891 | 0.63643 | 0.65346 | 0.67045 | 3.598%
Heating Degree Days
CKI000:hdd_NewEngland | New England | 6051 | 6196 | 6328 | 6093 | 6074 | 6055 | 6035 | 6016 | 5997 | 5977 | 5958 | 5938 | 5918 | 5899 | 5879 | 5860 | 5840 | 5820 | 5801 | 5781 | 5761 | 5741 | 5722 | 5702 | 5682 | 5663 | 5643 | 5623 | 5603 | 5584 | 5564 | 5544 | 5525 | 5505 | -0.3688%
CKI000:hdd_MiddleAtlant | Middle Atlantic | 5333 | 5716 | 5707 | 5472 | 5454 | 5436 | 5418 | 5400 | 5382 | 5364 | 5346 | 5328 | 5310 | 5292 | 5274 | 5256 | 5238 | 5220 | 5202 | 5184 | 5166 | 5148 | 5130 | 5112 | 5094 | 5076 | 5058 | 5040 | 5022 | 5004 | 4987 | 4969 | 4951 | 4933 | -0.4593%
CKI000:hdd_EastNorthCen | East North Central | 5684 | 6313 | 6197 | 6027 | 6013 | 6000 | 5986 | 5972 | 5958 | 5945 | 5931 | 5917 | 5903 | 5889 | 5876 | 5862 | 5848 | 5834 | 5820 | 5806 | 5793 | 5779 | 5765 | 5751 | 5737 | 5723 | 5709 | 5695 | 5681 | 5667 | 5654 | 5640 | 5626 | 5612 | -0.3671%
CKI000:hdd_WestNorthCen | West North Central | 5999 | 6767 | 6394 | 6271 | 6257 | 6243 | 6229 | 6214 | 6200 | 6186 | 6171 | 6156 | 6142 | 6127 | 6112 | 6097 | 6082 | 6067 | 6051 | 6036 | 6021 | 6006 | 5991 | 5975 | 5960 | 5945 | 5929 | 5914 | 5898 | 5883 | 5867 | 5852 | 5836 | 5821 | -0.4695%
CKI000:hdd_SouthAtlantc | South Atlantic | 2232 | 2665 | 2672 | 2512 | 2501 | 2490 | 2480 | 2470 | 2460 | 2449 | 2439 | 2429 | 2419 | 2408 | 2398 | 2388 | 2378 | 2368 | 2357 | 2347 | 2337 | 2327 | 2317 | 2306 | 2296 | 2286 | 2276 | 2266 | 2256 | 2246 | 2236 | 2226 | 2215 | 2205 | -0.5904%
CKI000:hdd_EastSouthCen | East South Central | 2832 | 3480 | 3440 | 3279 | 3270 | 3262 | 3253 | 3245 | 3236 | 3227 | 3219 | 3210 | 3201 | 3193 | 3184 | 3175 | 3166 | 3157 | 3149 | 3140 | 3131 | 3122 | 3113 | 3104 | 3095 | 3086 | 3077 | 3068 | 3059 | 3050 | 3041 | 3032 | 3023 | 3014 | -0.4483%
CKI000:hdd_WestSouthCen | West South Central | 1582 | 2161 | 2036 | 1940 | 1929 | 1918 | 1908 | 1897 | 1887 | 1876 | 1866 | 1855 | 1845 | 1835 | 1824 | 1814 | 1803 | 1793 | 1783 | 1772 | 1762 | 1752 | 1742 | 1732 | 1721 | 1711 | 1701 | 1691 | 1681 | 1671 | 1660 | 1650 | 1640 | 1630 | -0.8774%
CKI000:hdd_Mountain | Mountain | 4573 | 4671 | 4756 | 4763 | 4748 | 4733 | 4718 | 4703 | 4688 | 4672 | 4656 | 4641 | 4625 | 4608 | 4592 | 4576 | 4559 | 4542 | 4526 | 4509 | 4492 | 4476 | 4459 | 4442 | 4425 | 4409 | 4392 | 4375 | 4359 | 4342 | 4325 | 4309 | 4292 | 4276 | -0.2757%
CKI000:hdd_Pacific | Pacific | 3180 | 3257 | 3258 | 3255 | 3246 | 3235 | 3225 | 3214 | 3204 | 3193 | 3182 | 3172 | 3161 | 3150 | 3139 | 3127 | 3116 | 3105 | 3094 | 3083 | 3071 | 3060 | 3049 | 3038 | 3026 | 3015 | 3004 | 2992 | 2981 | 2970 | 2959 | 2947 | 2936 | 2925 | -0.3354%
CKI000:hdd_UnitedStates | United States | 3827.5029 | 4232.293 | 4180.668 | 4049.8628 | 4032.0359 | 4014.1816 | 3996.6624 | 3978.9546 | 3961.603 | 3943.824 | 3926.3296 | 3908.9006 | 3891.4583 | 3873.7947 | 3856.3438 | 3838.7888 | 3821.1724 | 3803.7156 | 3786.186 | 3768.6216 | 3751.1577 | 3733.8206 | 3716.4385 | 3698.7339 | 3680.9968 | 3663.6858 | 3646.1819 | 3628.5703 | 3611.1589 | 3593.8032 | 3576.5156 | 3559.2371 | 3541.9785 | 3525.1584 | -0.5697%
Cooling Degree Days
CKI000:cdd_NewEngland | New England | 445 | 669 | 490 | 546 | 551 | 555 | 560 | 565 | 569 | 574 | 579 | 583 | 588 | 593 | 598 | 602 | 607 | 612 | 617 | 621 | 626 | 631 | 636 | 640 | 645 | 650 | 655 | 659 | 664 | 669 | 674 | 679 | 683 | 688 | 0.0875%
CKI000:cdd_MiddleAtlant | Middle Atlantic | 660 | 897 | 679 | 786 | 792 | 799 | 806 | 812 | 819 | 826 | 832 | 839 | 845 | 852 | 859 | 865 | 872 | 879 | 885 | 892 | 899 | 905 | 912 | 919 | 925 | 932 | 939 | 945 | 952 | 959 | 965 | 972 | 979 | 985 | 0.2929%
CKI000:cdd_EastNorthCen | East North Central | 707 | 985 | 743 | 804 | 808 | 811 | 815 | 819 | 822 | 826 | 830 | 833 | 837 | 841 | 844 | 848 | 852 | 855 | 859 | 863 | 867 | 870 | 874 | 878 | 881 | 885 | 889 | 893 | 896 | 900 | 904 | 908 | 911 | 915 | -0.2301%
CKI000:cdd_WestNorthCen | West North Central | 910 | 1140 | 938 | 992 | 995 | 999 | 1002 | 1006 | 1009 | 1012 | 1016 | 1019 | 1023 | 1026 | 1030 | 1033 | 1037 | 1041 | 1044 | 1048 | 1051 | 1055 | 1059 | 1062 | 1066 | 1070 | 1073 | 1077 | 1081 | 1084 | 1088 | 1092 | 1095 | 1099 | -0.1144%
CKI000:cdd_SouthAtlantc | South Atlantic | 2250 | 2348 | 2113 | 2279 | 2291 | 2303 | 2315 | 2327 | 2339 | 2350 | 2362 | 2374 | 2386 | 2398 | 2410 | 2422 | 2434 | 2446 | 2458 | 2470 | 2482 | 2494 | 2506 | 2518 | 2531 | 2543 | 2555 | 2567 | 2579 | 2592 | 2604 | 2616 | 2628 | 2641 | 0.3682%
CKI000:cdd_EastSouthCen | East South Central | 1585 | 1912 | 1633 | 1750 | 1758 | 1767 | 1775 | 1784 | 1792 | 1801 | 1809 | 1818 | 1826 | 1835 | 1843 | 1852 | 1860 | 1869 | 1878 | 1886 | 1895 | 1904 | 1912 | 1921 | 1930 | 1938 | 1947 | 1956 | 1964 | 1973 | 1982 | 1990 | 1999 | 2008 | 0.1532%
CKI000:cdd_WestSouthCen | West South Central | 2714 | 2882 | 2672 | 2843 | 2859 | 2874 | 2890 | 2905 | 2920 | 2936 | 2951 | 2966 | 2982 | 2997 | 3013 | 3028 | 3043 | 3059 | 3074 | 3089 | 3105 | 3120 | 3135 | 3151 | 3166 | 3181 | 3197 | 3212 | 3227 | 3243 | 3258 | 3273 | 3289 | 3304 | 0.4279%
CKI000:cdd_Mountain | Mountain | 1543 | 1601 | 1461 | 1538 | 1547 | 1555 | 1564 | 1572 | 1581 | 1589 | 1598 | 1607 | 1616 | 1625 | 1634 | 1643 | 1652 | 1662 | 1671 | 1681 | 1690 | 1700 | 1709 | 1719 | 1728 | 1738 | 1747 | 1757 | 1766 | 1776 | 1785 | 1795 | 1804 | 1814 | 0.3911%
CKI000:cdd_Pacific | Pacific | 1056 | 1004 | 832 | 964 | 970 | 977 | 984 | 991 | 998 | 1005 | 1012 | 1019 | 1026 | 1033 | 1040 | 1047 | 1054 | 1062 | 1069 | 1076 | 1083 | 1090 | 1098 | 1105 | 1112 | 1119 | 1126 | 1134 | 1141 | 1148 | 1155 | 1163 | 1170 | 1177 | 0.498%
CKI000:cdd_UnitedStates | United States | 1425.8231 | 1578.5623 | 1369.772 | 1489.1174 | 1499.8073 | 1510.5311 | 1521.531 | 1532.3414 | 1543.0637 | 1553.885 | 1564.7572 | 1575.5773 | 1586.609 | 1597.6417 | 1608.7024 | 1619.625 | 1630.7365 | 1642.1776 | 1653.2174 | 1664.4487 | 1675.7889 | 1686.9224 | 1698.3511 | 1709.8096 | 1721.1469 | 1732.566 | 1744.054 | 1755.5967 | 1766.8734 | 1778.722 | 1790.0889 | 1801.7437 | 1813.0149 | 1824.4968 | 0.4535%
1/ Includes fuel consumption for district services.
2/ Includes (but is not limited to) miscellaneous uses such as transformers, medical imaging and other medical equipment, elevators,
escalators, off-road electric vehicles, laboratory fume hoods, laundry equipment, coffee brewers, and water services.
3/ Includes miscellaneous uses, such as emergency generators, combined heat and power in commercial buildings, and manufacturing
performed in commercial buildings.
4/ Includes miscellaneous uses, such as cooking, emergency generators, and combined heat and power in commercial buildings.
5/ Includes residual fuel oil, propane, coal, motor gasoline, and kerosene.
6/ Includes (but is not limited to) miscellaneous uses such as transformers, medical imaging and other medical equipment, elevators,
escalators, off-road electric vehicles, laboratory fume hoods, laundry equipment, coffee brewers, water services, emergency generators,
combined heat and power in commercial buildings, manufacturing performed in commercial buildings, and cooking (distillate), plus
residual fuel oil, propane, coal, motor gasoline, kerosene, and marketed renewable fuels (biomass).
7/ Consumption determined by using the average electric power sector fossil-fuels net heat rate.
Btu = British thermal unit.
- - = Not applicable.
Note: Totals may not equal sum of components due to independent rounding. Data for 2017
are model results and may differ from official EIA data reports.
Source: 2017 consumption based on: U.S. Energy Information Administration (EIA), Monthly Energy Review,
September 2018. 2017 degree days based on state-level data from the National Oceanic and Atmospheric
Administration's Climatic Data Center and Climate Prediction Center.
2018: EIA, Short-Term Energy Outlook, October 2018 and EIA, AEO2019 National Energy Modeling System run ref2019.d111618a.
Projections: EIA, AEO2019 National Energy Modeling System run ref2019.d111618a.

## BRESaC-energy
Percent energy saving (dimensionless) | urban residential | rural residential | commercial
heating | 0.52237 | 0.52237 | 0.49301
cooling and ventilation | 0.52237 | 0.52237 | 0.49301
envelope | 0 | 0 | 0
lighting | 0 | 0 | 0
appliances | 0 | 0 | 0
other component | 0 | 0 | 0

## BRESaC-cost
$/BTU | urban residential | rural residential | commercial
heating | 0.00042468 | 0.00042468 | 0.0030162
cooling and ventilation | 0.00042468 | 0.00042468 | 0.0030162
envelope | 0 | 0 | 0
lighting | 0 | 0 | 0
appliances | 0 | 0 | 0
other component | 0 | 0 | 0